## Dataset
PTO_RECORD_ID | PTO_STATUS | OPEN_DATE | EQUIPMENT_TYPE | DBA | PTO_CONTACT | EQUIP_LOCATION_ADDRESS | ZIP_CODE | SECTOR | PERMIT_DESCRIPTION | Diesel | Petroleum | Natural Gas | Propane | Sum | Fuel | Capacity listed (kW) | Horsepower | Total Capacity (kW) | FIRST_READING_DT | FIRST_READING_OF_YEAR | LAST_READING_DT | LAST_READING_OF_YEAR | LAST READING - FIRST READING | Electricity Generation (kWh) | Estimated Emissions (tCO2) | Latitude | Longitude | Accuracy Score | Accuracy Type | Number | Street | Unit Type | Unit Number | City | State | County | Zip | Country | Source
APCD1995-PTO-890540 | Active | 2009-07-31 | [34C] Emergency Standby Engine | EMERALD PLAZA |  | 402 BROADWAY W SAN DIEGO, CA | 92101 | N | EMERGENCY GENERATOR: (1) KOHLER MODEL, 750 KW, DRIVEN BY A DETROIT DIESEL ENGINE, MODEL # 816317416, V-16, S/N 7A00049, ENGINE # 16vf008489, TURBOCHARGED, 1232 BHP (UNIT #FOO8489) 17CCR93115 SJE 11/05 (ATCM DATA: S/N 7A00049) | 1 | 0 | 0 | 0 | 1 | Diesel | 750 | 1232 | 750 | 2021-10-28 | 431.70 | 2022-08-18 | 445.20 | 13.5 | 10125 | 9.1975 | 32.7159 | -117.1608 | 1 | rooftop | 402 | Broadway |  |  | San Diego | CA | San Diego County | 92101 | US | San Diego Geographic Information Source - JPA
APCD1998-PTO-960036 | Active | 2009-07-31 | [34W] Registered Engine (Rule 12) | Ramona Municipal Water District | Facility Manager | 260 Sawday St Ramona, CA | 92065 | F | EMERGENCY STANDBY ENGINE: INTERNATIONAL-HARVESTER ENGINE, MODEL V-549,S/N 145136850KR-15R, 172 BHP, PROPANE-FIRED, DRIVING AN ONAN GENERATOR. (960036-CCN-2/98) | 0 | 0 | 0 | 1 | 1 | Propane |  | 172 | 128.2604 | 2021-12-02 | 747.80 | 2021-12-02 | 754.20 | 6.4 | 820.8666 | 0.67631 | 33.03 | -116.9007 | 1 | range_interpolation | 260 | Sawday St |  |  | Ramona | CA | San Diego County | 92065 | US | TIGER/LineÂ® dataset from the US Census Bureau
APCD1998-PTO-960492 | Active | 2009-07-31 | [34W] Registered Engine (Rule 12) | UCSD Elliot Field | Valerie Fanning | 10205 Pomerado Road San Diego, CA | 92131 | F | Registration of Stationary Emergency Stand-by Engine IHC, Model: UV549, S/N: V-549-3960KOCLQ1, 100 hp, Fuel: Natural Gas Year operated in San Diego County: 1997 APCD2009-CER-000077/SH 16-Feb-2010 | 0 | 0 | 1 | 0 | 1 | Natural Gas |  | 100 | 74.57 | 2021-06-29 | 950.40 | 2022-07-22 | 950.40 | 0 | 0 | 0 | 32.8958 | -117.1072 | 1 | range_interpolation | 10205 | Pomerado Rd |  |  | San Diego | CA | San Diego County | 92131 | US | TIGER/LineÂ® dataset from the US Census Bureau
APCD1998-PTO-961717 | Active | 2009-07-31 | [34W] Registered Engine (Rule 12) | Sea World San Diego | Steve Melanese | 500 Sea World Dr San Diego, CA | 92109 | I | EMERGENCY STANDBY ENGINE: GENERAC MODEL 74GN, S/N 2029404, 160 BHP, NATURAL GAS FUELED. (961717-CCN-3/98) | 0 | 0 | 1 | 0 | 1 | Natural Gas |  | 160 | 119.312 | [5 empty] | 0 | 0 | 32.7611 | -117.2219 | 1 | range_interpolation | 500 | Sea World Dr |  |  | San Diego | CA | San Diego County | 92109 | US | TIGER/LineÂ® dataset from the US Census Bureau
APCD1999-PTO-972305 | Active | 2009-07-31 | [34W] Registered Engine (Rule 12) | USN FASOTRAGRUPAC | Commanding Officer | 34567 Hwy 79 South Warner Springs, CA | 92086 | B | EMERGENCY ENGINE GENERATOR: 207 HORSEPOWER CUMMINS MODEL G855 PROPANE ENGINE SERIAL NUMBER 25192953. 972305 GDS 2/99 | 0 | 0 | 0 | 1 | 1 | Propane |  | 207 | 154.3599 | 2021-07-27 | 846.20 | 2022-06-27 | 949.20 | 103 | 15899.0697 | 13.0992 | 33.3389 | -116.7194 | 1 | range_interpolation | 34567 | Hwy 79 |  |  | Warner Springs | CA | San Diego County | 92086 | US | TIGER/LineÂ® dataset from the US Census Bureau
APCD2000-PTO-961607 | Active | 2009-07-31 | [34W] Registered Engine (Rule 12) | San Diego State University | Lilly Sabet | 5500 Campanile Dr San Diego, CA | 92182 | K | EMERGENCY STANDBY ENGINE: FORD MODEL CSG-6491, S/N 25043-616KR, 82 BHP, NATURAL GAS FUELED, LOCATED AT THE LOVE LIBRARY. (961606-CCN-3/98) | 0 | 0 | 1 | 0 | 1 | Natural Gas |  | 82 | 61.1474 | 2021-10-21 | 2850.00 | 2021-10-21 | 2855.20 | 5.2 | 317.9665 | 0.23092 | 32.7721 | -117.0725 | 1 | rooftop | 5500 | Campanile Dr |  |  | San Diego | CA | San Diego County | 92182 | US | San Diego Geographic Information Source - JPA
APCD2000-PTO-961608 | Active | 2009-07-31 | [34W] Registered Engine (Rule 12) | San Diego State University | Lilly Sabet | 5500 Campanile Dr San Diego, CA | 92182 | K | EMERGENCY STANDBY ENGINE: FORD MODEL CSG-6491, 82 BHP, NATURAL GAS FUELED, LOCATED IN THE NEW ART BUILDING. S/N 13670. (961608-CCN-3/98) | 0 | 0 | 1 | 0 | 1 | Natural Gas |  | 82 | 61.1474 | 2021-10-21 | 3562.90 | 2021-10-21 | 3568.20 | 5.3 | 324.0812 | 0.23537 | 32.7721 | -117.0725 | 1 | rooftop | 5500 | Campanile Dr |  |  | San Diego | CA | San Diego County | 92182 | US | San Diego Geographic Information Source - JPA
APCD2001-PTO-961873 | Active | 2009-07-31 | [34W] Registered Engine (Rule 12) | Fairbanks Ranch Community SVC DIST | General Manager | 16556 Circa del Norte Rancho Santa Fe, CA | 92067 | E | EMERGENCY ENGINE GENERATOR, 102 HP JOHN DEERE DIESEL ENGINE, MODEL 4039-TF, S/N CD 4039T186943, TURBOCHARGED, APPL# 961873 EFH 05/99 | 1 | 0 | 0 | 0 | 1 | Diesel |  | 102 | 76.0614 | 2022-01-01 | 214.30 | 2022-01-01 | 224.90 | 10.6 | 806.2508 | 0.73239 | 32.9989 | -117.1908 | 1 | rooftop | 16556 | Circa Del Norte |  |  | Rancho Santa Fe | CA | San Diego County | 92067 | US | San Diego Geographic Information Source - JPA
APCD2002-PTO-940514 | Active | 2009-07-31 | [34C] Emergency Standby Engine | Sweetwater Authority Water District | Plant Maint Super | 3066 N Second Av Chula Vista, CA | 91910 | Q | EMERGENCY ENGINE GENERATOR SET: CUMMINS ENGINE, PROPANE GAS FIRED, MODEL WSG-1068, RATED AT 131.6 BHP, MODEL YEAR 2012, S/N 121150134, EPA ENGINE FAMILY NUMBER: CCEXB06.8GDB , WITH AN AIR FUEL RATIO CONTROLLER AND A THREE-WAY CATALYST CLOSED LOOP SYSTEM, ENGINE POWERS A 85 KW GENERATOR. | 0 | 0 | 0 | 1 | 1 | Propane | 85 | 131.6 | 85 | 2021-10-22 | 50.20 | 2021-10-22 | 52.40 | 2.2 | 187 | 0.15407 | 32.6595 | -117.085 | 1 | rooftop | 3066 | N 2nd Ave |  |  | Chula Vista | CA | San Diego County | 91910 | US | Sandoval
APCD2002-PTO-960515 | Active | 2009-07-31 | [34W] Registered Engine (Rule 12) | Fleet Readiness Center Southwest |  | NAS North Island San Diego, CA | 92135 | O | EMERGENCY STANDBY ENGINE, CHRYSLER MODEL LH-318; S/N E-574874; 187 BHP, NATURAL GAS FIRED. APPL 960515 EFH 09/98 REVISION DATE 6-1-02 | 0 | 0 | 1 | 0 | 1 | Natural Gas |  | 187 | 139.4459 | [5 empty] | 0 | 0 | 33.2328 | -117.352 | 0.8 | street_center |  | New Branch Ct |  |  | Oceanside | CA | San Diego County | 92058 | US | TIGER/LineÂ® dataset from the US Census Bureau
APCD2002-PTO-975748 | Active | 2009-07-31 | [34W] Registered Engine (Rule 12) | Rancho Calevero Mobile Home Park | General Manager | 3527 Calevero Ln Oceanside, CA | 92056 | C | FORD NATURAL GAS ENGINE, MODEL LSG-875, S/N 2202610498, 132 HP. 975748AFS22NOV2000 | 0 | 0 | 1 | 0 | 1 | Natural Gas |  | 132 | 98.4324 | 2021-11-04 | 66.10 | 2021-11-04 | 82.20 | 16.1 | 1584.7616 | 1.1509 | 33.1789 | -117.2798 | 1 | range_interpolation | 3527 | Calevero Ln |  |  | Oceanside | CA | San Diego County | 92056 | US | TIGER/LineÂ® dataset from the US Census Bureau
APCD2002-PTO-975755 | Active | 2009-07-31 | [34W] Registered Engine (Rule 12) | Clear Channel Communications | Attn: Engineering | 9660 Granite Ridge Dr San Diego, CA | 92123 | J | EMERGENCY ENGINE GENERATOR, 755 HP, CUMMINS ENGINE, MODEL KTA19-G4, S/N 37195425, DRIVING ONAN CORPORATION GENERATOR, MODEL 500DFED, S/N J000164625. APPL# 975755 EFH 04/01 (17CCR93115) SJE 10/05 | 0 | 0 | 0 | 0 | 0 | Unknown |  | 755 | 563.0035 | 2022-01-01 | 128.80 | 2022-01-01 | 137.40 | 8.6 | 4841.8301 | 0 | 32.8069 | -117.1209 | 1 | rooftop | 9660 | Granite Ridge Dr |  |  | San Diego | CA | San Diego County | 92123 | US | San Diego Geographic Information Source - JPA
APCD2002-PTO-975914 | Active | 2009-07-31 | [34W] Registered Engine (Rule 12) | Dixieline Lumber Co | Dennis McComb | 3250 Sports Arena Blvd. San Diego, CA | 92110 | I | EMERGENCY ENGINE: FORD, MODEL CSG 649I6005F, NATURAL GAS FIRED, 82 BHP, S/N 263731-0498, DRIVING AN ELECTRIC GENERATOR. (975914 ALC 01/01) | 0 | 0 | 1 | 0 | 1 | Natural Gas |  | 82 | 61.1474 | 2021-12-28 | 844.00 | 2021-12-28 | 875.60 | 31.6 | 1932.2578 | 1.4033 | 32.7535 | -117.2084 | 1 | rooftop | 3250 | Sports Arena Blvd |  |  | San Diego | CA | San Diego County | 92110 | US | San Diego Geographic Information Source - JPA
APCD2002-PTO-976373 | Active | 2009-07-31 | [34W] Registered Engine (Rule 12) | SD City Of Metro Wastewater Dept |  | 3001 Ingraham ST San Diego, CA | 92109 | I | INTERNAL COMBUSTION ENGINE. MAKE: HERCULES, MODEL: G2300. SERIAL NR.: IA3335652 G2300X210. HP RATING= 60, NATURAL GAS FUELED. SERVES AS AN EMERGENCY POWER SUPPLY. | 0 | 0 | 1 | 0 | 1 | Natural Gas |  | 60 | 44.742 | [5 empty] | 0 | 0 | 32.7733 | -117.2347 | 1 | range_interpolation | 3001 | Ingraham St |  |  | San Diego | CA | San Diego County | 92109 | US | TIGER/LineÂ® dataset from the US Census Bureau
APCD2002-PTO-977230 | Active | 2009-07-31 | [34C] Emergency Standby Engine | San Diego State University | Lilly Sabet | 5500 Campanile Dr San Diego, CA | 92182 | K | EMERGENCY STANDBY ENGINE: GENERAL MOTORS ENGINE, FUELED WITH NATURAL GAS, MODEL INDUSTRIAL POWER TRAIN, S/N 05882, 162 BHP, EQUIPPED WITH THREE-WAY CATALYTIC CONVERTER BANDITO MODEL CX-8-6, DRIVING A 121 KW GENERATOR, (977230-CCN-4/02) LOCATED AT TENOCHCA HALL. | 0 | 0 | 1 | 0 | 1 | Natural Gas | 121 | 162 | 121 | 2021-10-26 | 553.60 | 2021-10-26 | 558.70 | 5.1 | 617.1 | 0.44817 | 32.7721 | -117.0725 | 1 | rooftop | 5500 | Campanile Dr |  |  | San Diego | CA | San Diego County | 92182 | US | San Diego Geographic Information Source - JPA
APCD2002-PTO-977306 | Active | 2009-07-31 | [34W] Registered Engine (Rule 12) | Target Store T1040 | General Manager | 1751 University Dr Vista, CA | 92083 | C | INTERNAL COMBUSTION ENGINE. MAKE: FORD; MODEL: CSG-6491-6005A. SERIAL NR.: 15408 H-08-RX. HP RATING=53. MANUFACTURE YEAR: AUGUST 1996. ENGINE OPERATES WITH NATURAL GAS WITH PROPANE AS BACK UP. EMERGENCY STANDBY POWER 35 KW GENERATION UNIT. | 0 | 0 | 1 | 1 | 2 | Natural Gas | 35 | 53 | 35 | 2021-08-18 | 242.70 | 2021-08-18 | 248.30 | 5.6 | 196 | 0.14235 | 33.1693 | -117.2149 | 1 | rooftop | 1751 | University Dr |  |  | Vista | CA | San Diego County | 92083 | US | San Diego Geographic Information Source - JPA
APCD2002-PTO-978134 | Active | 2009-07-31 | [34C] Emergency Standby Engine | SD CO OF DPW WASTEWATER MGMT DIV | PLANT OPERATOR | 215 BRIDLE RUN CT ALPINE, CA | 91901 | H | EMERGENCY STANDBY ENGINE: GENERAL MOTORS MODEL VORTEC 8.1L, 150 HP, NATURAL GAS FIRED, ENGINE S/N 8.1L-05682, YEAR OF MANUFACTURE 2001; GENERATOR S/N 0720529, 80 KW. 978134AFS31OCT2002 | 0 | 0 | 1 | 0 | 1 | Natural Gas | 80 | 150 | 80 | 2022-01-01 | 303.70 | 2022-01-01 | 304.60 | 0.9 | 72 | 0.05229 | 32.8338 | -116.8183 | 1 | rooftop | 215 | Bridle Run Ct |  |  | Alpine | CA | San Diego County | 91901 | US | Sandoval
APCD2002-PTO-978485 | Active | 2009-07-31 | [34C] Emergency Standby Engine | Albertsons #3797 | Jill Washburn | 1601 S Melrose Dr Vista, CA | 92081 | B | EMERGENCY ENGINE: GENERAL MOTORS, MODEL VORTEC 4.3LG, 75 BHP, NATURAL GAS FIRED, S/N 715085, DRIVING A 45-KW KOHLER MODEL 30RZG ELECTRIC GENERATOR. (978485 ALC 09/02) | 0 | 0 | 1 | 0 | 1 | Natural Gas | 45 | 75 | 45 | 2021-12-10 | 370.10 | 2021-12-10 | 387.20 | 17.1 | 769.5 | 0.55885 | 33.1655 | -117.2474 | 1 | rooftop | 1601 | S Melrose Dr S |  |  | Vista | CA | San Diego County | 92081 | US | San Diego Geographic Information Source - JPA
APCD2002-PTO-978614 | Active | 2009-07-31 | [34C] Emergency Standby Engine | City of Escondido - LS#05 |  | 735 Opper Street Escondido, CA | 92029 | D | EMERGENCY STANDBY ENGINE: GENERAL MOTORS MODEL 4.3L, 72 HP, LIQUID PROPANE FIRED, S/N 4.3L-14384, 35 KW GENERATOR. | 0 | 0 | 0 | 1 | 1 | Propane | 35 | 72 | 35 | 2021-07-16 | 411.10 | 2021-07-16 | 416.80 | 5.7 | 199.5 | 0.16437 | 33.1312 | -117.1264 | 1 | range_interpolation | 735 | Opper St |  |  | Escondido | CA | San Diego County | 92029 | US | TIGER/LineÂ® dataset from the US Census Bureau
APCD2003-PTO-971023 | Active | 2009-07-31 | [34W] Registered Engine (Rule 12) | USMC Base Navy Sea Ops | Air Quality Section | Building 31930 Camp Pendleton, CA | 92055 | A | EMERGENCY ENGINE: FORD MODEL CSG-6491-6005-F, PROPANE FIRED, 82 HP, S/N 23887 E-11-RH, DRIVING AN ELECTRIC GENERATOR, LOCATED IN BLDG #31930 | 0 | 0 | 0 | 1 | 1 | Propane |  | 82 | 61.1474 | [5 empty] | 0 | 0 | 33.3877 | -117.4448 | 0.5 | place |  |  |  |  | Camp Pendleton | CA | San Diego County | 92055 | US | TIGER/LineÂ® dataset from the US Census Bureau
APCD2003-PTO-971067 | Active | 2009-07-31 | [34W] Registered Engine (Rule 12) | USMC Base Marine Group Ops | Air Quality Section | Building 1133 Camp Pendleton, CA | 92055 | A | EMERGENCY STANDBY ENGINE: MFR: FORD, MODEL LSG-875I-6005A, S/N 04781 A-05-RA, 132 BHP, FUEL: PROPANE, DRIVING A 76 KW GENERATOR. (971067-CCN-4/98) BLDG 1133 | 0 | 0 | 0 | 1 | 1 | Propane | 76 | 132 | 76 | [5 empty] | 0 | 0 | 33.3877 | -117.4448 | 0.5 | place |  |  |  |  | Camp Pendleton | CA | San Diego County | 92055 | US | TIGER/LineÂ® dataset from the US Census Bureau
APCD2003-PTO-973507 | Active | 2009-07-31 | [34W] Registered Engine (Rule 12) | SD City Of Metro Wastewater Dept | Civil Engineer | 1795 Harbor Dr E San Diego, CA | 92113 | P | CUMMINS NATURAL GAS ENGINE, MODEL G855, 220 HP, S/N 25208445. 973507AFS14JUN1999 071602AFS (CORRECT EQUIPMENT DESCRIPTION) | 0 | 0 | 1 | 0 | 1 | Natural Gas |  | 220 | 164.054 | 2021-08-04 | 232.50 | 2021-08-04 | 237.00 | 4.5 | 738.243 | 0.53615 | 32.6995 | -117.1495 | 1 | rooftop | 1795 | Harbor Dr |  |  | San Diego | CA | San Diego County | 92113 | US | San Diego Geographic Information Source - JPA
APCD2003-PTO-974008 | Active | 2009-07-31 | [34W] Registered Engine (Rule 12) | DEL CERRO CITY DEPT OF HIGHLANDS PUMP PLANT |  | 6555 CRYSTALAIRE DR SAN DIEGO, CA | 92120 | J | EMERGENCY GENERATOR: 240 BHP CUMMINS ENGINE, NATURAL GAS FIRED, MODEL GTA8.3 G5/GC2, S/N 45870458, WITH TURBOCHARGING AND AFTERCOOLING, DRIVING A150 KW GENERATOR. EAD 974008 2/9/00 | 0 | 0 | 1 | 0 | 1 | Natural Gas | 150 | 240 | 150 | 2022-01-01 | 691.70 | 2022-01-01 | 694.90 | 3.2 | 480 | 0.3486 | 32.7889 | -117.0558 | 1 | range_interpolation | 6555 | Crystalaire Dr |  |  | San Diego | CA | San Diego County | 92120 | US | TIGER/LineÂ® dataset from the US Census Bureau
APCD2003-PTO-974511 | Active | 2009-07-31 | [34W] Registered Engine (Rule 12) | USMC Base Public Utilities U29 | Air Quality Section | Building 610547 CAMP PENDLETON, CA | 92055 | A | FORD PROPANE FIRED MODEL LSG875, GENERATOR S/N E6791J-001, 60 KW, 127.8 BHP. 145 PETERSON ST, SAN MATEO HOUSING 974511 AFS 27JAN2000 (BLDG 610547) | 0 | 0 | 0 | 1 | 1 | Propane | 60 | 127.8 | 60 | [5 empty] | 0 | 0 | 33.3877 | -117.4448 | 0.5 | place |  |  |  |  | Camp Pendleton | CA | San Diego County | 92055 | US | TIGER/LineÂ® dataset from the US Census Bureau
APCD2003-PTO-974876 | Active | 2009-07-31 | [34W] Registered Engine (Rule 12) | USMC Base Marine Group Ops | Air Quality Section | Camp Pendleton Camp Pendleton, CA | 92055 | A | EMERGENCY ENGINE GENERATOR, FUEL: NATURAL GAS, 495 HP, CUMMINS ENGINE, MODEL GTA19, S/N SN25247550. (BLDG. 210721) APPL# 974876 EFH 04/00 | 0 | 0 | 1 | 0 | 1 | Natural Gas |  | 495 | 369.1215 | [5 empty] | 0 | 0 | 33.3877 | -117.4448 | 1 | place |  |  |  |  | Camp Pendleton | CA | San Diego County | 92055 | US | TIGER/LineÂ® dataset from the US Census Bureau
APCD2003-PTO-974877 | Active | 2009-07-31 | [34H] California Certified Emergency Standby Engine | USMC Base Marine Group Ops | Air Quality Section | Building 217201 Camp Pendleton, CA | 92055 | A | Emergency Engine: Power Solutions ? Generac, Model: SG500, 777 BHP, NG fired, Engine Family No. LGNXB25.82C1, S/N 3005494043; certified with a 3-way catalyst and air-fuel ratio controller; driving a 500-kW electrical generator. | 0 | 0 | 0 | 0 | 0 | Natural Gas | 500 | 777 | 500 | [5 empty] | 0 | 0 | 33.3877 | -117.4448 | 0.5 | place |  |  |  |  | Camp Pendleton | CA | San Diego County | 92055 | US | TIGER/LineÂ® dataset from the US Census Bureau
APCD2003-PTO-976368 | Active | 2009-07-31 | [34W] Registered Engine (Rule 12) | SD City Of Metro Wastewater Dept |  | 2802 Bayside Walk San Diego, CA | 92109 | I | EMERGENCY STANDBY ENGINE: FORD NATURAL GAS ENGINE, MODEL LSG-8751-6005-A, 165 BHP, DRIVING A GENERATOR. (976368-CCN-11/01) | 0 | 0 | 1 | 0 | 1 | Natural Gas |  | 165 | 123.0405 | [5 empty] | 0 | 0 | 32.7635 | -117.2501 | 1 | range_interpolation | 2802 | Bayside Walk |  |  | San Diego | CA | San Diego County | 92109 | US | TIGER/LineÂ® dataset from the US Census Bureau
APCD2003-PTO-976369 | Active | 2009-07-31 | [34W] Registered Engine (Rule 12) | SD City Of Metro Wastewater Dept |  | 102 Fern Glen La Jolla, CA | 92037 | I | EMERGENCY STANDBY ENGINE: GENERAC NATURAL GAS ENGINE, MODEL 7.4L, S/N A4350, 165 BHP, DRIVING A GENERATOR. (976369-CCN-11/01) | 0 | 0 | 1 | 0 | 1 | Natural Gas |  | 165 | 123.0405 | 2021-06-03 | 34.60 | 2021-06-03 | 44.00 | 9.4 | 1156.5807 | 0.83997 | 32.8341 | -117.2813 | 1 | range_interpolation | 102 | Fern Gln |  |  | LA Jolla | CA | San Diego County | 92037 | US | TIGER/LineÂ® dataset from the US Census Bureau
APCD2003-PTO-976371 | Active | 2009-07-31 | [34W] Registered Engine (Rule 12) | SD City Of Metro Wastewater Dept |  | 5995 Camino De La Costa La Jolla, CA | 92037 | I | EMERGENCY STANDBY ENGINE: FORD NATURAL GAS ENGINE, MODEL LSG-8751-6005-A, S/N 07413, 90 BHP, DRIVING A GENERATOR. (976371-CCN-11/01) | 0 | 0 | 1 | 0 | 1 | Natural Gas |  | 90 | 67.113 | 2021-06-03 | 256.20 | 2021-06-03 | 263.20 | 7 | 469.791 | 0.34119 | 32.8187 | -117.2759 | 0.9 | nearest_rooftop_match | 5998 | Camino De La Costa |  |  | LA Jolla | CA | San Diego County | 92037 | US | San Diego Geographic Information Source - JPA
APCD2003-PTO-976375 | Active | 2009-07-31 | [34W] Registered Engine (Rule 12) | SD City Of Metro Wastewater Dept |  | 1840 Mission Bay Dr W San Diego, CA | 92109 | I | EMERGENCY STANDBY ENGINE: FORD NATURAL GAS ENGINE, MODEL LSG-8751-6005-A, 135 BHP, DRIVING A GENERATOR, (976375-CCN-11/01). Serial number: 00937 G-12-RL | 0 | 0 | 1 | 0 | 1 | Natural Gas |  | 135 | 100.6695 | [5 empty] | 0 | 0 | 32.764 | -117.233 | 0.9 | range_interpolation | 1840 | W Mission Bay Dr |  |  | San Diego | CA | San Diego County | 92109 | US | TIGER/LineÂ® dataset from the US Census Bureau
APCD2003-PTO-976376 | Active | 2009-07-31 | [34H] California Certified Emergency Standby Engine | City of SD, Public Utilities Department | Facility Manager SPS 31 | 6652 CALLE DE LINEA SAN DIEGO, CA | 92154 | S | Emergency Engine: Kohler, Model: KG6208TAHD 6.2L, 202 BHP, Natural Gas fired, Engine Family No. LKHXB06.2HNG, S/N OE20201586; certified with an electronic air to fuel controller and TWC driving a 100-kW generator. | 0 | 0 | 1 | 0 | 1 | Natural Gas | 100 | 202 | 100 | 2021-07-29 | 0.80 | 2022-08-03 | 19.20 | 18.4 | 1840 | 1.3363 | 32.5488 | -116.9954 | 0.7 | nearest_rooftop_match | 6754 | Calle De Linea |  |  | San Diego | CA | San Diego County | 92154 | US | San Diego Geographic Information Source - JPA
APCD2003-PTO-976377 | Active | 2009-07-31 | [34W] Registered Engine (Rule 12) | SD City Of Metro Wastewater Dept |  | 3214 Bayside Walk San Diego, CA | 92109 | I | EMERGENCY STANDBY ENGINE: FORD NATURAL GAS ENGINE, MODEL LSG-8751-6005-A, S/N 17448, 135 BHP, DRIVING A GENERATOR. (976377-CCN-11/01) | 0 | 0 | 1 | 0 | 1 | Natural Gas |  | 135 | 100.6695 | [5 empty] | 0 | 0 | 32.7724 | -117.2498 | 1 | range_interpolation | 3214 | Bayside Walk |  |  | San Diego | CA | San Diego County | 92109 | US | TIGER/LineÂ® dataset from the US Census Bureau
APCD2003-PTO-976378 | Active | 2009-07-31 | [34W] Registered Engine (Rule 12) | SD City Of Metro Wastewater Dept |  | 5060 Pt Loma Blvd W San Diego, CA | 92107 | I | EMERGENCY STANDBY ENGINE: FORD NATURAL GAS ENGINE, MODEL LSG-8751-6005-A, S/N 15291, 135 BHP, DRIVING A GENERATOR. (976378-CCN-11/01) | 0 | 0 | 1 | 0 | 1 | Natural Gas |  | 135 | 100.6695 | 2021-06-03 | 278.60 | 2021-06-03 | 282.70 | 4.1 | 412.7449 | 0.29976 | 32.7241 | -117.1709 | 0.5 | place |  |  |  |  | San Diego | CA | San Diego County | 92101 | US | TIGER/LineÂ® dataset from the US Census Bureau
APCD2003-PTO-976531 | Active | 2009-07-31 | [34H] California Certified Emergency Standby Engine | Union Bank Of California | Property Manager | 8954 Rio San Diego San Diego, CA | 92108 | M | EMERGENCY STANDBY ENGINE: CATERPILLAR DIESEL ENGINE, MODEL 3406, S/N 1LSO1576, RATED AT 519 BHP, EPA TIER 1 CERTIFIED OF ENGINE FAMILY NUMBER 1CPXL14.6ESK, EQUIPPED WITH TURBOCHARGER, DRIVING A 350 KW GENERATOR (976531-CCN-10/02) 17CCR93115SJE8/06 | 1 | 0 | 0 | 0 | 1 | Diesel | 350 | 519 | 350 | [5 empty] | 0 | 0 | 32.7765 | -117.136 | 1 | rooftop | 8954 | Rio San Diego Dr |  |  | San Diego | CA | San Diego County | 92108 | US | San Diego Geographic Information Source - JPA
APCD2003-PTO-976877 | Active | 2009-07-31 | [34H] California Certified Emergency Standby Engine | Fallbrook PUD - Shady Lane Lift Station | Soleil Develle | 739 Shady Lane Fallbrook, CA | 92028 | A | Emergency Diesel Engine Generator: Kohler, Model KDI3404TCR rated at 94 bhp, S/N 4819702450 , Engine Family: JKHXL3.36TCR, EPA Tier 3 certified engine; driving an 60-kW emergency electrical generator. | 1 | 0 | 0 | 0 | 1 | Diesel | 60 | 94 | 60 | 2021-07-29 | 50.10 | 2021-07-29 | 62.80 | 12.7 | 762 | 0.6922 | 33.3894 | -117.2555 | 1 | rooftop | 739 | Shady Ln |  |  | Fallbrook | CA | San Diego County | 92028 | US | Sandoval
APCD2003-PTO-977041 | Active | 2009-07-31 | [34W] Registered Engine (Rule 12) | Ramona Municipal Water District | Tom McKernan | 16424 Woodson DR N Ramona, CA | 92065 | F | EMERGENCY GENERATOR FORD MODEL CSG-6491-6005-F S/N 01199-G-22-RB. HP RATING 95. PROPANE FUELED. | 0 | 0 | 0 | 1 | 1 | Propane |  | 95 | 70.8415 | 2021-12-02 | 632.70 | 2021-12-02 | 639.30 | 6.6 | 467.5539 | 0.38522 | 33.0156 | -116.9594 | 0.95 | rooftop | 16424 | N Woodson Dr |  |  | Ramona | CA | San Diego County | 92065 | US | San Diego Geographic Information Source - JPA
APCD2003-PTO-977043 | Active | 2009-07-31 | [34W] Registered Engine (Rule 12) | Ramona Municipal Water District | Facility Manager | 24462 San Vicente RD Ramona, CA | 92065 | F | EMERGENCY GENERATOR GENERAC. MODEL : CA3797. S/N: 2039349. PROPANE FUELED. ENGINE MODEL NUMBER 4.3L, S/N A3797. | 0 | 0 | 0 | 1 | 1 | Propane |  | Unknown | Unknown | 2021-12-02 | 443.40 | 2021-12-02 | 449.00 | 5.6 | #VALUE! | 0 | 33.0009 | -116.8001 | 1 | rooftop | 24462 | San Vicente Rd |  |  | Ramona | CA | San Diego County | 92065 | US | San Diego Geographic Information Source - JPA
APCD2003-PTO-977127 | Active | 2009-07-31 | [34C] Emergency Standby Engine | SD City Of | Facility Manager | 6689 Neptune Place San Diego, CA | 92037 | I | EMERGENCY STANDBY ENGINE: GENERAL MOTORS ENGINE, NATURAL GAS FUELED, MODEL VORTEC 8.1 LITER, S/N 8.1L-05331, RATED AT 136 BHP, EQUIPPED WITH THREE-WAY CATALYTIC CONVERTER, DRIVING AN 80 KW GENERATOR. (977127-CCN-9/03) | 0 | 0 | 1 | 0 | 1 | Natural Gas | 80 | 136 | 80 | 2021-06-03 | 260.40 | 2021-06-03 | 264.10 | 3.7 | 296 | 0.21497 | 32.8282 | -117.2801 | 0.9 | range_interpolation | 6689 | Neptune Pl |  |  | LA Jolla | CA | San Diego County | 92037 | US | TIGER/LineÂ® dataset from the US Census Bureau
APCD2003-PTO-977370 | Active | 2009-07-31 | [34W] Registered Engine (Rule 12) | Rainbow Municipal Water District | Jeff Stacy | 4198 Lake Circle Dr Fallbrook, CA | 92028 | A | EMERGENCY ENGINE: MFR: HINO, MODEL: EK130, SERIAL: A10615, Generac serial number 76815, FUEL: PROPANE, DISPLACEMENT: 13.3 LITERS, CONFIGURATION: INLINE 6 CYLINDER, HP RATING= 177.5, FOR A 125 KW GENERATOR (MFR: GENERAC; MODEL: 3285B1263B, S/N: AD205193SPK) SEWER LIFT STATION #5. | 0 | 0 | 0 | 1 | 1 | Propane | 125 | 177.5 | 125 | [5 empty] | 0 | 0 | 33.3242 | -117.1567 | 1 | range_interpolation | 4198 | Lake Circle Dr |  |  | Fallbrook | CA | San Diego County | 92028 | US | TIGER/LineÂ® dataset from the US Census Bureau
APCD2003-PTO-977371 | Active | 2009-07-31 | [34W] Registered Engine (Rule 12) | Rainbow Municipal Water District | Jeff Stacy | 211 1/2 Manzano St Fallbrook, CA | 92028 | A | EMERGENCY ENGINE: MFR: GENERAL MOTORS/GENERAC, Part No. 76785, DISPLACEMENT: 5.0 LITERS, CONFIGURATION: V-8, FUEL: NATURAL GAS, HP RATING= 112 FOR A GENERATOR (MFR: GENERAC, MODEL: 92022075, SERIAL: 2003349) SEWER LIFT STATION #4 | 0 | 0 | 1 | 0 | 1 | Natural Gas |  | 112 | 83.5184 | [5 empty] | 0 | 0 | 33.2464 | -117.2972 | 0.8 | nearest_rooftop_match | 210 | Manzanita Dr |  |  | Oceanside | CA | San Diego County | 92057 | US | San Diego Geographic Information Source - JPA
APCD2003-PTO-977686 | Active | 2009-07-31 | [34C] Emergency Standby Engine | Target Store T1485 | Store Manager | 9846 Mission Gorge Road Santee, CA | 92071 | H | INTERNAL COMBUSTION ENGINE. MAKE: FORD. MODEL: ESG-6421-6005-A,, SERIAL NO: 01-12-038486, 97 BHP. NATURAL GAS FUELED. NATURALLY ASPIRATED. MANUFACTURE YEAR: DECEMBER 2001. EQUIPPED WITH AN AIR TO FUEL RATIO CONTROLLER AND A 3 WAY CATALYTIC CONVERTER. DRIVES AN ELECTRICAL EMERGENCY 35KW GENERATOR RATED AT 35 KW. | 0 | 0 | 1 | 0 | 1 | Natural Gas | 35 | 97 | 35 | 2022-01-01 | 239.80 | 2022-01-01 | 241.40 | 1.6 | 56 | 0.04067 | 32.8421 | -116.9826 | 1 | rooftop | 9846 | Mission Gorge Rd |  |  | Santee | CA | San Diego County | 92071 | US | San Diego Geographic Information Source - JPA
APCD2003-PTO-977867 | Active | 2009-07-31 | [34C] Emergency Standby Engine | SD City of Metro Wastewater Dept | Rupic Branko | 2799 Carleton St San Diego, CA | 92106 | I | EMERGENCY ENGINE: GENERAL MOTORS, MODEL VORTEC 5.7L, 105 BHP, NATURAL GAS FIRED, S/N 5.71-06044, DRIVING A 60-KW ELECTRIC GENERATOR. (977867 ALC 06/02) | 0 | 0 | 1 | 0 | 1 | Natural Gas | 60 | 105 | 60 | 2021-06-03 | 261.00 | 2021-06-03 | 274.50 | 13.5 | 810 | 0.58827 | 32.7218 | -117.2285 | 1 | range_interpolation | 2799 | Carleton St |  |  | San Diego | CA | San Diego County | 92106 | US | TIGER/LineÂ® dataset from the US Census Bureau
APCD2003-PTO-977978 | Active | 2009-07-31 | [34C] Emergency Standby Engine | City of Escondido - East Grove PS | Reed Harlan | 552 S Hidden Trail Rd Escondido, CA | 92027 | D | EMERGENCY STANDY ENGINE: Mfr: Cummins, Model: GTA-8.3-LC-G1 S/N 46134017, Fuel: Propane, Output: 202 BHP, with turbocharging, air-to-fuel ratio controller and MINE X BYDCL Industries NSCR 3-Way Catalyst, Catalytic Converter for CO, HC, and NOx Control, driving a 125kW generator. 977978 EAD 062603 | 0 | 0 | 0 | 1 | 1 | Propane | 125 | 202 | 125 | 2021-09-09 | 274.20 | 2021-09-09 | 279.80 | 5.6 | 700 | 0.57673 | 33.1403 | -117.0219 | 1 | rooftop | 552 | S Hidden Trails Rd S |  |  | Escondido | CA | San Diego County | 92027 | US | San Diego Geographic Information Source - JPA
APCD2003-PTO-978142 | Active | 2009-07-31 | [34W] Registered Engine (Rule 12) | SD CO OF DPW WASTEWATER MGMT | Facility Manager | 411 RAMONA AV SPRING VALLEY, CA | 91978 | Q | INTERNAL COMBUSTION ENGINE. MAKE: FORD. MODEL: LSG-8751-6005-A. SERIAL NO. 09241-A-29-TR. HP RATING: 161 HP. LIQUIFIED PETROLEUM GAS FUELED ENGINE. ENGINE POWERS A GENERATOR AT WASTEWATER PUMP STATION. | 0 | 1 | 0 | 0 | 1 | LPG |  | 161 | 120.0577 | 2021-12-20 | 323.00 | 2021-12-20 | 334.90 | 11.9 | 1428.6866 | 1.4183 | 32.7043 | -116.9949 | 1 | range_interpolation | 411 | Ramona Ave |  |  | Spring Valley | CA | San Diego County | 91977 | US | TIGER/LineÂ® dataset from the US Census Bureau
APCD2003-PTO-978146 | Active | 2009-07-31 | [34W] Registered Engine (Rule 12) | SD CO Of DPW Wastewater Mgmt | General Manager | 15935 Spring Oak Rd #L El Cajon, CA | 92021 | L | INTERNAL COMBUSTION ENGINE. MAKE: FORD. MODEL: LSG-4231-6005-F. SERIAL NO 02315-G-25-TR. HP RATING: 82. NATURAL GAS FUELED. POWERS A GENERATOR LOCATED AT WASTEWATER PUMP STATION. | 0 | 0 | 1 | 0 | 1 | Natural Gas |  | 82 | 61.1474 | 2022-08-10 | 419.20 | 2022-08-10 | 420.90 | 1.7 | 103.9506 | 0.075495 | 32.8612 | -116.8249 | 1 | rooftop | 15935 | Spring Oaks Rd | # | L | El Cajon | CA | San Diego County | 92021 | US | San Diego Geographic Information Source - JPA
APCD2003-PTO-978231 | Active | 2009-07-31 | [34W] Registered Engine (Rule 12) | City of Escondido - LS#04 | Facility Manager | 1750 W. El Norte Pkwy Escondido, CA | 92026 | B | EMERGENCY STANDBY ENGINE: GENERAL MOTORS MODEL 8.1 L, S/N 8.1 L-05200, 80 HP, PROPANE FIRED, EXISTING ENGINE SINCE AT LEAST 1994. 978231 AFS 09JUL2002 | 0 | 0 | 0 | 1 | 1 | Propane |  | 80 | 59.656 | 2021-05-12 | 374.90 | 2022-04-28 | 390.60 | 15.7 | 936.5992 | 0.77166 | 33.1473 | -117.1085 | 1 | range_interpolation | 1750 | W El Norte Pkwy |  |  | Escondido | CA | San Diego County | 92026 | US | TIGER/LineÂ® dataset from the US Census Bureau
APCD2003-PTO-978480 | Active | 2009-07-31 | [34H] California Certified Emergency Standby Engine | University of California San Diego | Valerie Fanning | 9500 Gilman Drive ECUP La Jolla, CA | 92093 | I | Emergency standby engine: Caterpillar, model 3508B, S/N FZ01523, diesel fired, rated at 1480 bhp, EPA certified of family number 1CPXL34.5ERK, turbocharged, aftercooled, driving a 1000 kw generator. (978480-3/03)17ccr93115sje03/06 | 1 | 0 | 0 | 0 | 1 | Diesel | 1000 | 1480 | 1000 | 2021-06-22 | 385.00 | 2022-07-22 | 426.00 | 41 | 41000 | 37.2441 | 32.8758 | -117.2396 | 1 | rooftop | 9500 | Gilman Dr |  |  | LA Jolla | CA | San Diego County | 92093 | US | San Diego Geographic Information Source - JPA
APCD2003-PTO-978673 | Active | 2009-07-31 | [34C] Emergency Standby Engine | Verizon Wireless | Facility Manager | 23945 Tecate Mission Rd Tecate, CA | 91980 | R | EMERGENCY STANDBY ENGINE: GENERAL MOTORS ENGINE, FUELED WITH LIQUID PETROLEUM GAS, MODEL VORTEC 4.3 LITER, S/N 4.3L-15329, RATED AT 75 BHP, DRIVING A 45 KW GENERATOR. (978673-CCN-9/03) | 0 | 1 | 0 | 0 | 1 | LPG | 45 | 75 | 45 | 2021-11-09 | 643.10 | 2021-11-09 | 643.10 | 0 | 0 | 0 | 32.5782 | -116.6304 | 1 | rooftop | 23945 | Tecate Mission Rd |  |  | Tecate | CA | San Diego County | 91980 | US | San Diego Geographic Information Source - JPA
APCD2003-PTO-978719 | Active | 2009-07-31 | [34C] Emergency Standby Engine | Verizon Wireless | Project Manager | 6020 Hughes St San Diego, CA | 92115 | J | INTERNAL COMBUSTION ENGINE. MAKE: GENERAL MOTORS. MODEL: INDUSTRIAL POWER TRAIN VORTEC 4.3L. S/N 4.3L-15355. PROPANE FUELED. BHP= 68 HP. DRIVES AN ELECTRICAL EMERGENCY GENERATOR RATED AT: 45 KW. JFT28FEB03NEW | 0 | 0 | 0 | 1 | 1 | Propane | 45 | 68 | 45 | 2021-05-18 | 237.60 | 2021-05-18 | 237.60 | 0 | 0 | 0 | 32.7473 | -117.0677 | 1 | rooftop | 6020 | Hughes St |  |  | San Diego | CA | San Diego County | 92115 | US | San Diego Geographic Information Source - JPA
APCD2003-PTO-979016 | Active | 2009-07-31 | [34C] Emergency Standby Engine | Albertsons #4786 | Jill Washburn | 1133 Mission Rd Fallbrook, CA | 92028 | A | EMERGENCY STANDBY ENGINE: GENERAL MOTORS ENGINE, NATURAL GAS FUELED, MODEL INDUSTRIAL POWERTRAIN MODEL: VORTEC 4.3 LITER, S/N: 4.3L-14785, RATED AT 75 BHP, EQUIPPED WITH JOHNSON MATTHEY BANDITO CATALYTIC CONVERTER MODEL CX-4-4, DRIVING A 30 KW GENERATOR (MFR: KOHLER, MODEL: 30RZG, S/N 731682)(979016-CCN-9/03) | 0 | 0 | 1 | 0 | 1 | Natural Gas | 30 | 75 | 30 | 2021-09-15 | 601.90 | 2021-09-15 | 624.10 | 22.2 | 666 | 0.48369 | 33.3865 | -117.2391 | 0.9 | rooftop | 1133 | E Mission Rd |  |  | Fallbrook | CA | San Diego County | 92028 | US | San Diego Geographic Information Source - JPA
APCD2003-PTO-979115 | Active | 2009-07-31 | [34W] Registered Engine (Rule 12) | Scripps Mercy Hospital Chula Vista | Rick Gorton | 435 H St Chula Vista, CA | 91910 | Q | INTERNAL COMBUSTION ENGINE. MAKE: CATERPILLAR. MODEL: 3508 DITA. SERIAL NO 23Z07288. BHP RATING: 1199 HP. DIESEL FUELED. DRIVES AN ELECTRICAL EMERGENCY GENERATOR RATED AT 800 KW. JFTFEB1403NEW EADSEP1906MOD | 1 | 0 | 0 | 0 | 1 | Diesel | 800 | 1199 | 800 | [5 empty] | 0 | 0 | 32.6339 | -117.0832 | 1 | rooftop | 435 | H St |  |  | Chula Vista | CA | San Diego County | 91910 | US | San Diego Geographic Information Source - JPA
APCD2003-PTO-979211 | Active | 2009-07-31 | [34W] Registered Engine (Rule 12) | Coronado Shores Condominium Assn #3 | General Manager | 1760 Avenida Del Mundo Coronado, CA | 92118 | O | EMERGENCY ENGINE: WAUKESHA, MODEL F817G, 227 BHP, NATURAL GAS, S/N 228946, DRIVING AN ONAN, MODEL 115 OWA, ELECTRIC GENERATOR. (979211 ALC 04/03) | 0 | 0 | 1 | 0 | 1 | Natural Gas |  | 227 | 169.2739 | 2021-06-18 | 640.30 | 2022-07-08 | 642.90 | 2.6 | 440.1121 | 0.31963 | 32.6769 | -117.1749 | 1 | rooftop | 1760 | Avenida Del Mundo |  |  | Coronado | CA | San Diego County | 92118 | US | San Diego Geographic Information Source - JPA
APCD2003-PTO-979218 | Active | 2009-07-31 | [34H] California Certified Emergency Standby Engine | Coronado Shores Condo Assn #4 | Facility Manager | 1770 Avenida Del Mundo Coronado, CA | 92118 | O | Emergency Engine: Cummins, Model: QSJ8.9G, 205 BHP, NG fired, Engine Family No. KCEXB08.9ALB, S/N 74531735, Genset No. G190601854; equipped with an electronic air to fuel ratio controller, turbocharger, and engine block heater driving a 125-kW generator. | 0 | 0 | 0 | 0 | 0 | Natural Gas | 125 | 205 | 125 | 2021-07-21 | 20.60 | 2022-07-14 | 29.50 | 8.9 | 1112.5 | 0.80796 | 32.6769 | -117.1732 | 1 | rooftop | 1770 | Avenida Del Mundo |  |  | Coronado | CA | San Diego County | 92118 | US | San Diego Geographic Information Source - JPA
APCD2003-PTO-979449 | Active | 2009-07-31 | [34C] Emergency Standby Engine | Albertsons #710 | Jill Washburn | 8920 Fletcher Pkwy La Mesa, CA | 91942 | K | EMERGENCY STANDBY ENGINE: GENERAL MOTORS ENGINE, NATURAL GAS FUELED, MODEL INDUSTRIAL POWERTRAIN VORTEC 4.3 LITER, S/N 12643, RATED AT 75 BHP, EQUIPPED WITH JOHNSON MATTHEY BANDITO CATALYTIC CONVERTER MODEL CX-4-4, DRIVING A 30 KW GENERATOR. (979449-CCN-9/03) | 0 | 0 | 1 | 0 | 1 | Natural Gas | 30 | 75 | 30 | 2021-05-27 | 207.70 | 2022-07-22 | 216.30 | 8.6 | 258 | 0.18737 | 32.7858 | -117.0053 | 1 | rooftop | 8920 | Fletcher Pkwy |  |  | LA Mesa | CA | San Diego County | 91942 | US | Sandoval
APCD2003-PTO-979451 | Active | 2009-07-31 | [34C] Emergency Standby Engine | El Super | Rudy Hernandez | 4421 University Ave San Diego, CA | 92105 | K | EMERGENCY STANDBY ENGINE: GENERAL MOTORS ENGINE, NATURAL GAS FUELED, MODEL INDUSTRIAL POWERTRAIN VORTEC 4.3 LITER, S/N 4.3 L 11384, RATED AT 75 BHP, EQUIPPED WITH JOHNSON MATTHEY BANDITO CATALYTIC CONVERTER MODEL CX-4-4 DRIVING A 30 KW GENERATOR. (979451-CCN-9/03) | 0 | 0 | 1 | 0 | 1 | Natural Gas | 30 | 75 | 30 | 2021-09-21 | 236.00 | 2021-09-21 | 241.20 | 5.2 | 156 | 0.1133 | 32.7486 | -117.0992 | 1 | rooftop | 4421 | University Ave |  |  | San Diego | CA | San Diego County | 92105 | US | San Diego Geographic Information Source - JPA
APCD2003-PTO-979453 | Active | 2009-07-31 | [34C] Emergency Standby Engine | Albertsons #757 | Jill Washburn | 720 3rd Ave Chula Vista, CA | 91910 | Q | EMERGENCY STANDBY ENGINE: GENERAL MOTORS ENGINE, NATURAL GAS FUELED, MODEL INDUSTRIAL POWERTRAIN VORTEC S/N 4.3-11483, RATED AT 75 BHP, EQUIPPED WITH JOHNSON MATTHEY BANDITO CATALYTIC CONVERTER MODEL CX-4-4, DRIVING A 30 KW GENERATOR. (979453-CCN-9/03) | 0 | 0 | 1 | 0 | 1 | Natural Gas | 30 | 75 | 30 | [5 empty] | 0 | 0 | 32.6266 | -117.0752 | 1 | rooftop | 720 | 3rd Ave |  |  | Chula Vista | CA | San Diego County | 91910 | US | San Diego Geographic Information Source - JPA
APCD2003-PTO-979454 | Active | 2009-07-31 | [34C] Emergency Standby Engine | Albertsons #2783 | Jill Washburn | 2899 Jamacha Rd El Cajon, CA | 92019 | L | EMERGENCY STANDBY ENGINE: GENERAL MOTORS ENGINE, NATURAL GAS FUELED, MODEL INDUSTRIAL POWERTRAIN VORTEC 4.3 LITER, S/N 707643, RATED AT 75 BHP, EQUIPPED WITH JOHNSON MATTHEY BANDITO CATALYTIC CONVERTER MODEL CX-4-4, DRIVING A 30 KW GENERATOR. (979454-CCN-9/03) | 0 | 0 | 1 | 0 | 1 | Natural Gas | 30 | 75 | 30 | 2022-06-01 | 314.70 | 2022-06-01 | 322.50 | 7.8 | 234 | 0.16994 | 32.7399 | -116.9381 | 1 | rooftop | 2899 | Jamacha Rd |  |  | El Cajon | CA | San Diego County | 92019 | US | San Diego Geographic Information Source - JPA
APCD2003-PTO-979455 | Active | 2009-07-31 | [34C] Emergency Standby Engine | Albertsons #723 | Jill Washburn | 9831 Campo Rd Spring Valley, CA | 91977 | K | EMERGENCY STANDBY ENGINE: GENERAL MOTORS ENGINE, NATURAL GAS FUELED, MODEL INDUSTRIAL POWERTRAIN VORTEC 4.3 LITER, S/N 4.3 L-12642, RATED AT 75 BHP, EQUIPPED WITH JOHNSON MATTHEY BANDITO CATALYTIC CONVERTER MODEL CX-4-4, DRIVING A 30 KW GENERATOR (S/N 707684). (979455-CCN-9/03) | 0 | 0 | 1 | 0 | 1 | Natural Gas | 30 | 75 | 30 | 2021-08-31 | 210.70 | 2022-07-26 | 226.10 | 15.4 | 462 | 0.33553 | 32.747 | -116.9841 | 1 | rooftop | 9831 | Campo Rd |  |  | Spring Valley | CA | San Diego County | 91977 | US | San Diego Geographic Information Source - JPA
APCD2003-PTO-979456 | Active | 2009-07-31 | [34C] Emergency Standby Engine | Albertsons #711 | Jill Washburn | 1929 W San Marcos San Marcos, CA | 92078 | E | EMERGENCY STANDBY ENGINE: GENERAL MOTORS ENGINE, NATURAL GAS FUELED, MODEL INDUSTRIAL POWERTRAIN VORTEC 4.3 LITER, S/N 707099, RATED AT 75 BHP, EQUIPPED WITH JOHNSON MATTHEY BANDITO CATALYTIC CONVERTER MODEL CX-4-4, DRIVING A 30 KW GENERATOR. (979456-CCN-9/03) | 0 | 0 | 1 | 0 | 1 | Natural Gas | 30 | 75 | 30 | [5 empty] | 0 | 0 | 33.1316 | -117.2106 | 1 | rooftop | 1929 | W San Marcos Blvd W |  |  | San Marcos | CA | San Diego County | 92078 | US | San Diego Geographic Information Source - JPA
APCD2003-PTO-979460 | Active | 2009-07-31 | [34H] California Certified Emergency Standby Engine | Borrego Springs Fire Protect Dist | Fire Chief Dept | 2324 Stirrup Rd Borrego Springs, CA | 92004 | D | INTERNAL COMBUSTION ENGINE, Mfr: John Deere, Model: 6068HF150, Serial: PE6068H228212, Family: 2JDXL06.8012, BHP RATING: 251 BHP, DIESEL FUELED, EQUIPPED WITH A TURBOCHARGER AND AN AFTERCOOLER. DRIVES AN ELECTRICAL EMERGENCY GENERATOR RATED AT 150 KW. | 1 | 0 | 0 | 0 | 1 | Diesel | 150 | 251 | 150 | 2021-12-31 | 543.70 | 2022-01-28 | 572.60 | 28.9 | 4335 | 3.9379 | 33.2616 | -116.372 | 1 | rooftop | 2324 | Stirrup Rd |  |  | Borrego Springs | CA | San Diego County | 92004 | US | San Diego Geographic Information Source - JPA
APCD2003-PTO-980022 | Active | 2009-07-31 | [34W] Registered Engine (Rule 12) | Southwestern Community College | Travis Rayburn | Maintenance Department,900 Otay Lakes Road Chula Vista, CA | 91910 | Q | EMERGENCY ENGINE GENERATOR, 50 HP FORD NATURAL GAS ENGINE, MODEL CSG-649I-6005-F S/N: 28800-1-04-98 APPL# 980022 EFH 10/03 | 0 | 0 | 1 | 0 | 1 | Natural Gas |  | 50 | 37.285 | 2021-12-31 | 397.50 | 2022-02-10 | 403.90 | 6.4 | 238.624 | 0.1733 | 32.6405 | -116.9984 | 1 | rooftop | 900 | Otay Lakes Rd |  |  | Chula Vista | CA | San Diego County | 91910 | US | San Diego Geographic Information Source - JPA
APCD2004-PTO-961839 | Active | 2009-07-31 | [34W] Registered Engine (Rule 12) | Crestwood San Diego | Rafael Diaz | 5550 University Ave San Diego, CA | 92105 | K | EMERGENCY STANDBY ENGINE, FORD MODEL 300GF, 107 HP, S/N 0973704224, NATURAL GAS FIRED. APPL# 961839 EFH 12/98 (981164 4/04) | 0 | 0 | 1 | 0 | 1 | Natural Gas |  | 107 | 79.7899 | 2021-07-22 | 1251.80 | 2022-07-21 | 1284.50 | 32.7 | 2609.1297 | 1.8949 | 32.7495 | -117.0766 | 1 | rooftop | 5550 | University Ave |  |  | San Diego | CA | San Diego County | 92105 | US | San Diego Geographic Information Source - JPA
APCD2004-PTO-976447 | Active | 2009-07-31 | [34W] Registered Engine (Rule 12) | SDG&E | Facility Manager | 21945 Crestline Rd Palomar Mountain, CA | 92060 | B | EMERGENCY ENGINE GENERATOR, 82 HP FORD ENGINE, MODEL CGS-649-6005-F, PROPANE FIRED S/N 24379F-27-RC. APPL# 976447 EFH 10/02 | 0 | 0 | 0 | 1 | 1 | Propane |  | 82 | 61.1474 | 2021-09-16 | 1394.50 | 2022-07-21 | 1477.50 | 83 | 5075.2342 | 4.1815 | 33.3091 | -116.8551 | 1 | rooftop | 21945 | Crestline Rd |  |  | Palomar Mountain | CA | San Diego County | 92060 | US | San Diego Geographic Information Source - JPA
APCD2004-PTO-977637 | Active | 2009-07-31 | [34C] Emergency Standby Engine | Palomar College | Facility Manager | 1140 W Mission Rd San Marcos, CA | 92069 | B | INTERNAL COMBUSTION ENGINE. NATURAL GAS FUELED. MAKE: CUMMINS. MODEL: GTA-855G2. SERIAL NO.: 25272444. TURBOCHARGED AND AFTERCOOLED. EQUIPPED WITH A 3 WAY REDUCTION CATALYST AND A NEUTRONICS MARK IV AIR TO FUEL RATIO CONTROLLER. IT POWERS AN ELECTRICAL EMERGENCY GENERATOR RATED AT 215 KW. | 0 | 0 | 1 | 0 | 1 | Natural Gas | 215 | Unknown | 215 | 2022-03-01 | 414.30 | 2022-03-01 | 415.30 | 1 | 215 | 0.15614 | 33.1524 | -117.1788 | 1 | rooftop | 1140 | W Mission Rd W |  |  | San Marcos | CA | San Diego County | 92069 | US | San Diego Geographic Information Source - JPA
APCD2004-PTO-978748 | Active | 2009-07-31 | [34C] Emergency Standby Engine | DIRECTED ELECTRONICS |  | 1 VIPER WY VISTA, CA | 92081 | B | EMERGENCY STANDBY ENGINE, GENERAL MOTORS ENGINE, FUELED WITH NATURAL GAS, MODEL 4.3 LITER, S/N 101LXT011300976, RATED AT 64 BHP, DRIVING A 40 KW APPL # 978748 EFH 04/04 | 0 | 0 | 1 | 0 | 1 | Natural Gas | 40 | 64 | 40 | 2022-03-01 | 0.00 | 2022-03-01 | 0.00 | 0 | 0 | 0 | 33.1554 | -117.2192 | 1 | rooftop | 1 | Viper Way |  |  | Vista | CA | San Diego County | 92081 | US | San Diego Geographic Information Source - JPA
APCD2004-PTO-978795 | Active | 2009-07-31 | [34C] Emergency Standby Engine | Federal Aviation Administration (JLI RCAG) | SAN SSC ENV Manager (JLI RCAG) | FAA JLI RCAG Volcan Mtn Julian, CA | 92036 | D | EMERGENCY STANDBY ENGINE: GENERAL MOTORS ENGINE, FUELED WITH LIQUID PETROLEUM GAS, MODEL INDUSTRIAL POWER TRAIN VORTEC 4.3 LITER, S/N 4.3L-15008 RATED AT 72 BHP, DRIVING A 40 KW GENERATOR. | 0 | 1 | 0 | 0 | 1 | LPG | 40 | 72 | 40 | 2021-12-31 | 2140.80 | 2022-05-19 | 2429.20 | 288.4 | 11536 | 11.452 | 33.0735 | -116.589 | 1 | place |  |  |  |  | Julian | CA | San Diego County | 92036 | US | TIGER/LineÂ® dataset from the US Census Bureau
APCD2004-PTO-978862 | Active | 2009-07-31 | [34C] Emergency Standby Engine | Albertsons #738 | Jill Washburn | 9560 Winter Gardens Blvd San Diego, CA | 92040 | H | EMERGENCY STANDBY ENGINE: GENERAL MOTORS ENGINE, FUELED WITH NATURAL GAS, MODEL INDUSTRIAL POWER TRAIN VORTEC 4.3 LITER, S/N 4.3L-15514, RATED AT 75 BHP, EQUIPPED WITH JOHNSON MATTHEY BANDITO CATALYTIC CONVERTER, MODEL CX-4-4, DRIVING A 30 KW GENERATOR. (978862-CCN-1/04) | 0 | 0 | 1 | 0 | 1 | Natural Gas | 30 | 75 | 30 | [5 empty] | 0 | 0 | 32.8515 | -116.9321 | 0.9 | rooftop | 9560 | Winter Gardens Blvd |  |  | Lakeside | CA | San Diego County | 92040 | US | San Diego Geographic Information Source - JPA
APCD2004-PTO-978902 | Active | 2009-07-31 | [34C] Emergency Standby Engine | Target Store T1815 | Team Leader | 910 Eastlake Pkwy Chula Vista, CA | 91915 | R | EMERGENCY STANDBY ENGINE: FORD ENGINE, FUELED WITH NATURAL GAS, MODEL ESG-642I-6005-A, S/N 02-09-015909, RATED AT 57 BHP, MANUFACTURE YEAR: DECEMBER 2002. EQUIPPED WITH THREE-WAY CATALYTIC CONVERTER AND AIR TO FUEL RADIO CONTROLLER, DRIVING A 35 KW GENERATOR.(978902-CCN-3/04) | 0 | 0 | 1 | 0 | 1 | Natural Gas | 35 | 57 | 35 | 2021-06-17 | 140.60 | 2022-06-13 | 147.50 | 6.9 | 241.5 | 0.17539 | 32.6504 | -116.9677 | 1 | rooftop | 910 | Eastlake Pkwy |  |  | Chula Vista | CA | San Diego County | 91914 | US | Sandoval
APCD2004-PTO-979519 | Active | 2009-07-31 | [34C] Emergency Standby Engine | North County Transit District | Stacey Coppess | 235 S Tremont Av Oceanside, CA | 92054 | C | EMERGENCY STANDBY ENGINE: GENERAL MOTORS ENGINE, FUELED WITH NATURAL GAS, MODEL INDUSTRIAL POWER TRAIN VORTEC 4.3 LITER, S/N: 4.3L-16209, RATED AT 60 BHP, DRIVING A 35 KW GENERATOR. (979519-CCN-12/03) | 0 | 0 | 1 | 0 | 1 | Natural Gas | 35 | 60 | 35 | 2021-08-13 | 378.70 | 2022-08-10 | 428.30 | 49.6 | 1736 | 1.2608 | 33.193 | -117.3785 | 1 | range_interpolation | 235 | S Tremont St |  |  | Oceanside | CA | San Diego County | 92054 | US | TIGER/LineÂ® dataset from the US Census Bureau
APCD2004-PTO-979720 | Active | 2009-07-31 | [34C] Emergency Standby Engine | Albertsons #740 | Jill Washburn | 4150 Oceanside Blvd Oceanside, CA | 92056 | C | EMERGENCY STANDBY ENGINE: GENERAL MOTORS ENGINE, FUELED WITH NATURAL GAS, MODEL GM-4.3L, S/N 4.3L-12665; INDUSTRIAL POWER TRAIN VORTEC 4.3 LITER, RATED AT 75 BHP, EQUIPPED WITH JOHNSON MATTHEY BANDITO CATALYTIC CONVERTER MODEL CX-4-4, DRIVING A 30 KW GENERATOR. (979720-CCN-1/04) | 0 | 0 | 1 | 0 | 1 | Natural Gas | 30 | 75 | 30 | 2021-12-29 | 284.50 | 2022-07-01 | 361.10 | 76.6 | 2298 | 1.6689 | 33.2077 | -117.2873 | 1 | rooftop | 4150 | Oceanside Blvd |  |  | Oceanside | CA | San Diego County | 92056 | US | San Diego Geographic Information Source - JPA
APCD2004-PTO-979721 | Active | 2009-07-31 | [34C] Emergency Standby Engine | Albertsons #758 | Jill Washburn | 543 Sweetwater Rd Spring Valley, CA | 91977 | K | EMERGENCY STANDBY ENGINE: GENERAL MOTORS ENGINE, FUELED WITH NATURAL GAS, MODEL INDUSTRIAL POWER TRAIN VORTEC 4.3 LITER, S/N 4.3L-11529, RATED AT 75 BHP, EQUIPPED WITH JOHNSON MATTHEY BANDITO CATALYTIC CONVERTER MODEL CX-4-4, DRIVING A 30 KW GENERATOR (S/N 707006). (979721-CCN-1/04) | 0 | 0 | 1 | 0 | 1 | Natural Gas | 30 | 75 | 30 | 2021-08-31 | 23.10 | 2022-08-09 | 39.20 | 16.1 | 483 | 0.35078 | 32.7081 | -117.0087 | 1 | rooftop | 543 | Sweetwater Rd |  |  | Spring Valley | CA | San Diego County | 91977 | US | San Diego Geographic Information Source - JPA
APCD2004-PTO-979731 | Active | 2009-07-31 | [34W] Registered Engine (Rule 12) | Rainbow Municipal Water District | Jeff Stacy | 3707 Old Hy 395 Fallbrook, CA | 92028 | A | EMERGENCY ENGINE: MFR: GENERAC, CONFIGURATION: V-8, DISPLACEMENT: 5.0 LITER, S/N 75872 FUEL: PROPANE, 70 HP FOR A GENERATOR (MFR: GENERAC, MODEL: 92A02209-S, S/N 2003351) SEWAGE LIFT STATION #3 APPL# 979731 EFH 07/03 | 0 | 0 | 0 | 1 | 1 | Propane |  | 70 | 52.199 | 2021-12-31 | 730.40 | 2022-02-25 | 748.60 | 18.2 | 950.0218 | 0.78272 | 33.3828 | -117.2207 | 0.6 | street_center |  | Old Hill Rd |  |  | Fallbrook | CA | San Diego County | 92028 | US | TIGER/LineÂ® dataset from the US Census Bureau
APCD2004-PTO-980136 | Active | 2009-07-31 | [34C] Emergency Standby Engine | Albertsons #707 | Dean Fredrickson | 7090 Broadway Lemon Grove, CA | 91945 | N | EMERGENCY ENGINE: GENERAL MOTORS, MODEL INDUSTRIAL POWERTRAIN VORTEC 4.3L, 4-CYCLE, 75 BHP, NATURAL GAS FIRED, S/N 709398, WITH A JOHNSON MATTHEY MODEL CX-4-4 CATALYTIC CONVERTER, DRIVING A 30-KW KOHLER GENERATOR. (980136 ALC 04/04) | 0 | 0 | 1 | 0 | 1 | Natural Gas | 30 | 75 | 30 | 2022-04-18 | 474.30 | 2022-04-18 | 480.40 | 6.1 | 183 | 0.1329 | 32.7427 | -117.044 | 1 | range_interpolation | 7090 | Broadway |  |  | Lemon Grove | CA | San Diego County | 91945 | US | TIGER/LineÂ® dataset from the US Census Bureau
APCD2004-PTO-980239 | Active | 2009-07-31 | [34W] Registered Engine (Rule 12) | Albertsons #708 | Jill Washburn | 151 Woodland Pkwy San Marcos, CA | 92069 | B | INTERNAL COMBUSTION EMERGENCY STANDBY ENGINE: 50 HP (82 HP MAX CONT. RATING), FORD MODEL CSG-6491-6005-F, S/N 07278, PROPANE FIRED, DRIVING A 30 KW KOHLER MODEL 30RZ82 GENERATOR, S/N 376427980239 EAD 1/16/04 | 0 | 0 | 0 | 1 | 1 | Propane | 30 | 50 | 30 | 2022-02-01 | 809.60 | 2022-02-01 | 812.50 | 2.9 | 87 | 0.071679 | 33.1398 | -117.1385 | 1 | rooftop | 151 | Woodland Pkwy |  |  | San Marcos | CA | San Diego County | 92069 | US | Sandoval
APCD2004-PTO-980290 | Active | 2009-07-31 | [34W] Registered Engine (Rule 12) | Target Corporation | Steve Musser | 1240 Broadway Chula Vista, CA | 91911 | R | INTERNAL COMBUSTION ENGINE. MAKE: FORD. MODEL: CSG-6491-6005-A. SERIAL NO.: 03576 B-27-RC. BHP RATING: 62 HP. NATURAL GAS OR PROPANE FUELED. DRIVES AN ELECTRICAL EMERGENCY GENERATOR BRAND ONAN. JFT NEW FEB1804 | 0 | 0 | 1 | 1 | 2 | Natural Gas |  | 62 | 46.2334 | 2021-06-16 | 315.70 | 2022-06-06 | 326.20 | 10.5 | 485.4507 | 0.35256 | 32.6047 | -117.081 | 1 | rooftop | 1240 | Broadway |  |  | Chula Vista | CA | San Diego County | 91911 | US | San Diego Geographic Information Source - JPA
APCD2004-PTO-980292 | Active | 2009-07-31 | [34W] Registered Engine (Rule 12) | Target T1029 | General Manager | 1010 El Camino Real N Encinitas, CA | 92024 | E | EMERGENCY ENGINE: FORD, MODEL CSG-6491-6005-A, 62 BHP, NATURAL GAS AND PROPANE FIRED, S/N 23302 F-13-RC. (980292 ALC 11/03) | 0 | 0 | 1 | 1 | 2 | Natural Gas |  | 62 | 46.2334 | [5 empty] | 0 | 0 | 33.0339 | -117.2567 | 1 | range_interpolation | 1010 | El Camino Real |  |  | Encinitas | CA | San Diego County | 92024 | US | TIGER/LineÂ® dataset from the US Census Bureau
APCD2004-PTO-980295 | Active | 2009-07-31 | [34H] California Certified Emergency Standby Engine | Target Store T0274 | T0274 PMT | 1280 Auto Park Way Escondido, CA | 92029 | D | Emergency Engine Generator: . Cummins . model WSG-1068; . serial number I150868217; . Engine Family ECEXB06.8GDB; max 176 bhp rated (164 firing LPG); fired with natural gas or propane/LPG; equipped with a 3-way catalyst; rich-burn; driving an 85 kW generator | 0 | 0 | 1 | 1 | 2 | Natural Gas | 85 | 176 | 85 | 2021-12-31 | 30.30 | 2022-03-02 | 45.00 | 14.7 | 1249.5 | 0.90746 | 33.1138 | -117.0998 | 1 | rooftop | 1280 | Auto Park Way |  |  | Escondido | CA | San Diego County | 92029 | US | San Diego Geographic Information Source - JPA
APCD2004-PTO-980361 | Active | 2009-07-31 | [34W] Registered Engine (Rule 12) | Albertsons #2767 | Jill Washburn | 3925 Mission Ave Oceanside, CA | 92058 | A | ONE (1) EMERGENCY ENGINE GENERATOR, 50 HP FORD ENGINE, NATURAL GAS FIRED, MODEL CSG6491-6005-F, S/N 24960 R-04-RK, DRIVING A 30 KW KOHLER GENERATOR MODEL 30RZ82, S/N 380415.APPL# 979831 EFH 12/11/03 | 0 | 0 | 1 | 0 | 1 | Natural Gas | 30 | 50 | 30 | 2021-11-10 | 543.70 | 2021-12-31 | 543.70 | 0 | 0 | 0 | 33.2276 | -117.3239 | 1 | rooftop | 3925 | Mission Ave |  |  | Oceanside | CA | San Diego County | 92058 | US | San Diego Geographic Information Source - JPA
APCD2004-PTO-980363 | Active | 2009-07-31 | [34W] Registered Engine (Rule 12) | Albertsons #3202 | Store Director | 1608 Broadway St El Cajon, CA | 92021 | L | ONE (1) EMERGENCY ENGINE GENERATOR: 50 HP FORD ENGINE, NATURAL GAS FIRED, MODEL CSG6491-6005-F, S/N 35937-1-04-98, DRIVING A KOHLER GENERATOR MODEL 30RZ82, S/N 654880. APPL# 980363 EFH 12/03 | 0 | 0 | 1 | 0 | 1 | Natural Gas |  | 50 | 37.285 | 2021-12-08 | 292.30 | 2021-12-08 | 300.10 | 7.8 | 290.823 | 0.21121 | 32.809 | -116.9201 | 1 | rooftop | 1608 | Broadway |  |  | El Cajon | CA | San Diego County | 92021 | US | San Diego Geographic Information Source - JPA
APCD2004-PTO-980365 | Active | 2009-07-31 | [34W] Registered Engine (Rule 12) | Albertsons #2785 | Jill Washburn | 8650 Lake Murray Blvd San Diego, CA | 92119 | J | ONE (1) EMERGENCY ENGINE GENERATOR, 50 HP FORD ENGINE, NATURAL GAS FIRED MODEL CSG6491-6005-F, S/N 31983E-20-RK, DRIVING A KOHLER GENERATOR MODEL 30RZ82, S/N 384720. APP# 980365 EFH 12/03 | 0 | 0 | 1 | 0 | 1 | Natural Gas |  | 50 | 37.285 | 2022-01-01 | 323.80 | 2022-01-01 | 331.50 | 7.7 | 287.0945 | 0.2085 | 32.8027 | -117.0128 | 1 | rooftop | 8650 | Lake Murray Blvd |  |  | San Diego | CA | San Diego County | 92119 | US | San Diego Geographic Information Source - JPA
APCD2004-PTO-980366 | Active | 2009-07-31 | [34W] Registered Engine (Rule 12) | Albertsons #1705 | Jill Washburn | 1570 W Valley Pkwy Escondido, CA | 92029 | D | ONE (1) EMERGENCY ENGINE GENERATOR, 50 HP FORD ENGINE, NATURAL GAS FIRED, MODEL CSG6491-6005-F, S/N 11404 K-19-RC, DRIVING A KOHLER GENERATOR MODEL 30RZ82, S/N 366930. | 0 | 0 | 1 | 0 | 1 | Natural Gas |  | 50 | 37.285 | 2021-12-31 | 842.10 | 2022-06-22 | 892.50 | 50.4 | 1879.164 | 1.3648 | 33.1099 | -117.1041 | 1 | range_interpolation | 1570 | W Valley Pkwy |  |  | Escondido | CA | San Diego County | 92029 | US | TIGER/LineÂ® dataset from the US Census Bureau
APCD2004-PTO-980862 | Active | 2009-07-31 | [34W] Registered Engine (Rule 12) | Target Store T1140 | General Manager | 2911 Jamacha Rd El Cajon, CA | 92019 | L | EMERGENCY STANDBY ENGINE: FORD ENGINE, FUELED WITH NATURAL GAS, MODEL CSG-6491-6005-A, S/N 17407 H-23-RH, RATED AT 82 BHP, MANUFACTURE YEAR: OCTOBER 1998. DRIVING A 35KW GENERATOR. (980862-CCN-10/04) | 0 | 0 | 1 | 0 | 1 | Natural Gas | 35 | 82 | 35 | 2022-01-05 | 244.00 | 2022-01-05 | 244.00 | 0 | 0 | 0 | 32.7387 | -116.939 | 1 | rooftop | 2911 | Jamacha Rd |  |  | El Cajon | CA | San Diego County | 92019 | US | San Diego Geographic Information Source - JPA
APCD2004-PTO-982134 | Active | 2009-07-31 | [34C] Emergency Standby Engine | Motivational Systems Inc | Pete Relph | 2200 Cleveland Av National City, CA | 91950 | Q | INTERNAL COMBUSTION ENGINE. GENERATION PACKAGE: GENERAC. ENGINE MODEL: 5.7GN. BHP RATING: 91 HP. NATURAL GAS FUELED. NATURALLY ASPIRATED. EQUIPPED WITH A CATALYTIC CONVERTER AND AIR TO FUEL RATIO CONTROLLER. DRIVES AN ELECTRICAL EMERGENCY GENERATOR RATED AT 57 KW. JFTNEWDEC2204 | 0 | 0 | 1 | 0 | 1 | Natural Gas | 57 | 91 | 57 | 2022-02-10 | 101.40 | 2022-02-10 | 101.40 | 0 | 0 | 0 | 32.6612 | -117.1107 | 1 | rooftop | 2200 | Cleveland Ave |  |  | National City | CA | San Diego County | 91950 | US | San Diego Geographic Information Source - JPA
APCD2005-PTO-040953 | Active | 2009-07-31 | [34C] Emergency Standby Engine | SD City of Police Dept | Owner Manager | 1401 Broadway San Diego, CA | 92101 | N | EMERGENCY DIESEL ENGINE GENERATOR SET, CATERPILLAR MODEL 3508STD, S/N 23Z1034 1096 BHP, 750 KW, USING NO. 2 DIESEL FUEL. | 1 | 0 | 0 | 0 | 1 | Diesel | 750 | 1096 | 750 | 2021-09-10 | 264.60 | 2022-07-05 | 274.50 | 9.9 | 7425 | 6.7448 | 32.7153 | -117.1509 | 1 | rooftop | 1401 | Broadway |  |  | San Diego | CA | San Diego County | 92101 | US | San Diego Geographic Information Source - JPA
APCD2005-PTO-860109 | Active | 2009-07-31 | [34C] Emergency Standby Engine | Richard J Donovan Correctional Facility | Daniel McCourt | 480 Alta Rd San Diego, CA | 92179 | R | EMERGENCY DIESEL ENGINE GENERATOR SET, CATERPILLAR MODEL 3512 DITA, 1000 KW, 1471 HP, USING NO. 2 DIESEL FUEL. APPL. 860109/GEA 1087 APPL#86010917CCR93115SJE12/05 | 1 | 0 | 0 | 0 | 1 | Diesel | 1000 | 1471 | 1000 | 2021-09-09 | 688.10 | 2021-09-09 | 695.30 | 7.2 | 7200 | 6.5404 | 32.5811 | -116.9272 | 1 | rooftop | 480 | Alta Rd |  |  | San Diego | CA | San Diego County | 92179 | US | San Diego Geographic Information Source - JPA
APCD2005-PTO-870525 | Active | 2009-07-31 | [34C] Emergency Standby Engine | SD Marriott Hotel & Marina | Facility Manager | 333 Harbor Dr W San Diego, CA | 92101 | N | EMERGENCY GENERATOR: CATERPILLAR MODEL 3412, 755 HP RATED 600 KW, #2 DIESEL FIRED, S/N 81Z05291 (APPL #870525/JJS) 0688 870525 17CCR93115 SJE12/05 | 1 | 0 | 0 | 0 | 1 | Diesel | 600 | 755 | 600 | [5 empty] | 0 | 0 | 32.7062 | -117.1595 | 1 | range_interpolation | 333 | Harbor Dr |  |  | San Diego | CA | San Diego County | 92101 | US | TIGER/LineÂ® dataset from the US Census Bureau
APCD2005-PTO-890253 | Active | 2009-07-31 | [34C] Emergency Standby Engine | Doubletree by Hilton San Diego Mission Valley | Marjorie Maehler | 10950 Torrey Pines Rd N San Diego, CA | 92037 | I | EMERGENCY GENERATOR: CUMMINS MODEL KTA-19/2, WITH TURBOCHARGE AND AFTERCOOLING, RATED 600 HP AT 400 KW, DIESEL OIL FIRED, S/N 37125235. 972822 (2/99) 17 CCR 93115 SJE 12/05 | 1 | 0 | 0 | 0 | 1 | Diesel | 400 | 600 | 400 | 2022-05-04 | 71.00 | 2022-05-04 | 71.00 | 0 | 0 | 0 | 32.9025 | -117.2428 | 0.9 | nearest_rooftop_match | 10950 | N Torrey Pines Rd |  |  | LA Jolla | CA | San Diego County | 92037 | US | San Diego Geographic Information Source - JPA
APCD2005-PTO-890311 | Active | 2009-07-31 | [34C] Emergency Standby Engine | 450 B Street Investors LLC | Tanya Vafaee | 450 B Street San Diego, CA | 92101 | N | EMERGENCY GENERATOR: DETROIT DIESEL MODEL 8123-7300, RATED 780 HP, WITH TURBOCHARGE, DIESEL OIL FIRED, S/N 12VF000648. 973099 (3/99) 17 CCR 93115 SJE 11/05 | 1 | 0 | 0 | 0 | 1 | Diesel |  | 780 | 581.646 | [5 empty] | 0 | 0 | 32.7185 | -117.1607 | 1 | rooftop | 450 | B St |  |  | San Diego | CA | San Diego County | 92101 | US | San Diego Geographic Information Source - JPA
APCD2005-PTO-890337 | Active | 2009-07-31 | [34C] Emergency Standby Engine | MCI | Owner Manager | 8933 Complex Dr San Diego, CA | 92123 | J | Caterpillar Model; SR4-3412, S/N: 81Z03032 - Diesel Fired, 680 hp I.C. Engine Driving 470 KW Electrical Generator. Emergency Stand-by Electrical Generator. AA - 11/07/89 890337 17CCR93115 SJE11/05 (ATCM DATA: S/N 81Z03032) | 1 | 0 | 0 | 0 | 1 | Diesel | 470 | 680 | 470 | 2022-01-01 | 658.00 | 2022-01-01 | 663.00 | 5 | 2350 | 2.1347 | 32.83 | -117.1343 | 1 | rooftop | 8933 | Complex Dr |  |  | San Diego | CA | San Diego County | 92123 | US | San Diego Geographic Information Source - JPA
APCD2005-PTO-890450 | Active | 2009-07-31 | [34C] Emergency Standby Engine | SD Convention Center Corp | Assistant Eng Mgr | 111 Harbor Dr W San Diego, CA | 92101 | N | EMERGENCY STANDBY ELECTRICAL GENERATOR CONSISTING OF CUMMINS KTA50 1490 BHP DIESEL FIRED I.C. ENGINE DRIVING A 1025 KW ELECTRICAL GENERATOR AA - DECEMBER 27, 1989 89045089045117CCR93115SJE11/05 (ATCM DATA: S/N 33113511) | 1 | 0 | 0 | 0 | 1 | Diesel | 25 | 1490 | 25 | [5 empty] | 0 | 0 | 32.7093 | -117.1651 | 0.9 | range_interpolation | 111 | W Harbor Dr |  |  | San Diego | CA | San Diego County | 92101 | US | TIGER/LineÂ® dataset from the US Census Bureau
APCD2005-PTO-890451 | Active | 2009-07-31 | [34C] Emergency Standby Engine | SD Convention Center Corp | Assist Eng Mgr | 111 Harbor Dr W San Diego, CA | 92101 | N | EMERGENCY WATER PUMP CONSISTING OF ONE CATERPILLAR MODEL 8AF20-BF DIESEL FIRED 235 BHP I.C. ENGINE, S/N 03Z06816, DRIVING ONE PEERLESS MODEL 8AF20-B WATER PUMP A. ABREU, FEBRUARY 22,1990 890451 890450 17CCR93115 SJE12/05 | 1 | 0 | 0 | 0 | 1 | Diesel |  | 235 | 175.2395 | [5 empty] | 0 | 0 | 32.7093 | -117.1651 | 0.9 | range_interpolation | 111 | W Harbor Dr |  |  | San Diego | CA | San Diego County | 92101 | US | TIGER/LineÂ® dataset from the US Census Bureau
APCD2005-PTO-890483 | Active | 2009-07-31 | [34C] Emergency Standby Engine | Oceanside City Of Water Utilities Dep SLRWWTP | Managing Director | 3950 River Rd N Oceanside, CA | 92058 | A | DIESEL ENGINE/EMERGENCY GENERATOR SET: ONE (1) CATERPILLAR MODEL 3512 DITA, V-12, DIRECT INJECTION, TURBOCHARGED, AFTERCOOLED, 2168 BHP MAXIMUM RATED POWER OUTPUT; DRIVING A 1500 KW, 1800 RPM ELECTRICAL GENERATOR. 17CCR93115 SJE11/05 (ATCM DATA: S/N 3YF00432) | 1 | 0 | 0 | 0 | 1 | Diesel | 500 | 2168 | 500 | 2021-05-11 | 174.00 | 2021-05-11 | 236.00 | 62 | 31000 | 28.1602 | 33.2485 | -117.3315 | 0.9 | rooftop | 3950 | N River Rd |  |  | Oceanside | CA | San Diego County | 92058 | US | San Diego Geographic Information Source - JPA
APCD2005-PTO-890800 | Active | 2009-07-31 | [34C] Emergency Standby Engine | General Atomics | Vera Mitrofski | 16530 Via Esprillo San Diego, CA | 92127 | F | EMERGENCY GENERATOR SET: DIESEL ENGINE (890 HP), CATERPILLAR, MODEL 3412 TA, S/N 81Z09030 (LOCATION BLDG 2 NORTH) (APPL #890900/CW) 0591 890900 17 CCR 93115 SJE 10/05 | 1 | 0 | 0 | 0 | 1 | Diesel |  | 890 | 663.673 | 2021-12-08 | 213.00 | 2021-12-08 | 221.00 | 8 | 5309.384 | 4.823 | 33.0164 | -117.0921 | 1 | rooftop | 16530 | Via Esprillo |  |  | San Diego | CA | San Diego County | 92127 | US | San Diego Geographic Information Source - JPA
APCD2005-PTO-890850 | Active | 2009-07-31 | [34C] Emergency Standby Engine | Ramona Municipal Water District | Tom McKernan | 22758 San Vicente Rd Ramona, CA | 92065 | F | EMERGENCY ENGINE GENERATOR SET: ONAN-CUMMINS DIESEL ENGINE GENERATOR MODEL NO. KTA19-G2, S/N 60600324, 600 BHP (448 KW) AT 1800 RPM, TURBOCHARGED. 89085017CCR93115SJE12/05 | 1 | 0 | 0 | 0 | 1 | Diesel | 448 | 600 | 448 | 2021-12-02 | 229.20 | 2021-12-02 | 252.70 | 23.5 | 10528 | 9.5636 | 33.0001 | -116.8376 | 1 | rooftop | 22758 | San Vicente Rd |  |  | Ramona | CA | San Diego County | 92065 | US | San Diego Geographic Information Source - JPA
APCD2005-PTO-890860 | Active | 2009-07-31 | [34C] Emergency Standby Engine | SD CO OF MENTAL HEALTH PR0385 |  | 3851 ROSECRANS ST SAN DIEGO, CA | 92110 | I | CUMMINS ENGINE GENERATOR, MODEL 85564, 375 BHP, 180KW, SN 11511104, 1800 RPM DIESEL FIRED. 890860 EFH 08/23/91 17 CCR 93115 SJE 11/05 | 1 | 0 | 0 | 0 | 1 | Diesel | 180 | 375 | 180 | [5 empty] | 0 | 0 | 32.7528 | -117.2018 | 1 | rooftop | 3851 | Rosecrans St |  |  | San Diego | CA | San Diego County | 92110 | US | San Diego Geographic Information Source - JPA
APCD2005-PTO-890863 | Active | 2009-07-31 | [34C] Emergency Standby Engine | East County Regional Center, JCC #37-I1 | Donna Jorgensen | 250 E Main St El Cajon, CA | 92020 | L | IC ENGINE, DETROIT DIESEL, MODEL: 10647110, UNIT: 6A0399362, S/N: 5148549163 BHP AT 1750 RPM. 890863 17CCR93115 SJE 12/05 | 1 | 0 | 0 | 0 | 1 | Diesel |  | Unknown | Unknown | 2021-10-12 | 826.85 | 2021-10-12 | 845.89 | 19.04 | #VALUE! | 0 | 32.7969 | -116.9589 | 1 | rooftop | 250 | E Main St E |  |  | El Cajon | CA | San Diego County | 92020 | US | San Diego Geographic Information Source - JPA
APCD2005-PTO-891156 | Active | 2009-07-31 | [34C] Emergency Standby Engine | SD Family Housing LLC | Owner Manager | 1405 Leyte Rd Coronado, CA | 92118 | O | CATERPILLAR MODEL 3114, 119 HP, TURBO CHARGED, AFTER COOLED DIESEL ENGINE, S/N 6AF00547, POWERING 2 GORMAN-RUPP SEWAGE LIFT PUMPS ONLY. (APP# 891156/GDS) 11/91 SILVER STRAND HOUSING (978130 5/02) NO APP 17CCR93115 SJE11/05 | 1 | 0 | 0 | 0 | 1 | Diesel |  | 119 | 88.7383 | 2021-06-16 | 455.00 | 2022-08-05 | 511.00 | 56 | 4969.3448 | 4.5141 | 32.647 | -117.1455 | 1 | range_interpolation | 1405 | Leyte Rd |  |  | Coronado | CA | San Diego County | 92118 | US | TIGER/LineÂ® dataset from the US Census Bureau
APCD2005-PTO-900083 | Active | 2009-07-31 | [34C] Emergency Standby Engine | Oceanside City Of Water Utilities | Lori Rigby | 1520 Sleeping Indian Rd Oceanside, CA | 92058 | A | DIESEL EMERGENCY GENERATOR: CATERPILLAR MODEL 3306 BDI, 335 BHP MAXIMUM RATED POWER OUTPUT, SN 2AJ00464; EQUIPPED WITH TURBOCHARGING AND AFTERCOOLING; DRIVING A 225 KW GENERATOR. (APPL#900083/KMC/0291) 900083 17CCR93115 SJE11/05 | 1 | 0 | 0 | 0 | 1 | Diesel | 225 | 335 | 225 | 2021-05-12 | 585.40 | 2021-05-12 | 588.50 | 3.1 | 697.5 | 0.6336 | 33.3209 | -117.2625 | 0.9 | range_interpolation | 1520 | Sleeping Indian Rd |  |  | Fallbrook | CA | San Diego County | 92028 | US | TIGER/LineÂ® dataset from the US Census Bureau
APCD2005-PTO-900301 | Active | 2009-07-31 | [34H] California Certified Emergency Standby Engine | USN Nav Sta 1 SCE | Commanding Officer | Naval Station San Diego, CA | 92136 | S | Emergency Diesel Engine Generator: FPT Industrial, Model F3AE9685A*E, 449 bhp, S/N E003-210695, Model Year 2021, Tier 3 certified of Engine Family Number MFPXL10.3TR3; driving a 300-kW emergency electrical generator. Vertical exhaust with raincap, 17 feet above ground. | 1 | 0 | 0 | 0 | 1 | Diesel | 300 | 449 | 300 | 2022-05-04 | 1.20 | 2022-05-04 | 3.30 | 2.1 | 630 | 0.57229 | 32.8122 | -116.9328 | 0.86 | street_center |  | Navello St |  |  | El Cajon | CA | San Diego County | 92021 | US | TIGER/LineÂ® dataset from the US Census Bureau
APCD2005-PTO-900302 | Active | 2009-07-31 | [34C] Emergency Standby Engine | USN Nav Sta 1 SCE | Commanding Officer | Naval Station San Diego, CA | 92136 | S | IC RECIPROCATING ENGINE, EMERGENCY GENERATOR: ONAN GENSET MODEL 0649T, RATED 85 HP AT 60 KW, WITH TURBOCHARGE/AFTERCOOLING, DIESEL OIL FIRED, S/N: 18575, AT BLDG 3292 (APPL #900302/JJS) 1191 900302 17CCR93115 SJE12/05 | 1 | 0 | 0 | 0 | 1 | Diesel | 60 | 85 | 60 | 2022-01-07 | 209.60 | 2022-01-07 | 211.80 | 2.2 | 132 | 0.11991 | 32.8122 | -116.9328 | 0.86 | street_center |  | Navello St |  |  | El Cajon | CA | San Diego County | 92021 | US | TIGER/LineÂ® dataset from the US Census Bureau
APCD2005-PTO-900305 | Active | 2009-07-31 | [34C] Emergency Standby Engine | USN Nav Sta 1 SCE | Commanding Officer | Naval Station San Diego, CA | 92136 | S | IC RECIPROCATING ENGINE, EMERGENCY GENERATOR: CUMMINS MODEL NT-885-C3, RATED 390 HP AT 255 KW, WITH TURBOCHARGING/AFTERCOOLING, DIESEL OIL FIRED, S/N: 30300656, AT BLDG 3362 (APPL #900305/JJS) 1191 900305 17CCR93115 SJE12/05 | 1 | 0 | 0 | 0 | 1 | Diesel | 255 | 390 | 255 | 2022-01-07 | 132.10 | 2022-01-07 | 135.70 | 3.6 | 918 | 0.8339 | 32.8122 | -116.9328 | 0.86 | street_center |  | Navello St |  |  | El Cajon | CA | San Diego County | 92021 | US | TIGER/LineÂ® dataset from the US Census Bureau
APCD2005-PTO-900343 | Active | 2009-07-31 | [34C] Emergency Standby Engine | The Irvine Company LLC |  | One America Plaza,600 W Broadway San Diego, CA | 92101 | N | EMERGENCY GENERATOR SET: KOHLER, MODEL 1200 ROZD, 1200 KW, S/N 268017; DIESEL ENGINE, DETROIT , MODEL 12V149TIB, 1750 HP, UNIT 12EOOO9488 S.O. 7A00050, MOD 91237416; WITH 4 OILDEX CRANKCASE VENILATION FILTERS RECYCLING TO ENGINE AIR INTAKE (APPL #900343/CW) 0891 900343 17CCR93115 SJE11/05 | 1 | 0 | 0 | 0 | 1 | Diesel | 200 | 1750 | 200 | 2021-12-17 | 217.90 | 2022-03-28 | 240.60 | 22.7 | 4540 | 4.1241 | 32.7173 | -117.1688 | 1 | rooftop | 600 | W Broadway |  |  | San Diego | CA | San Diego County | 92101 | US | San Diego Geographic Information Source - JPA
APCD2005-PTO-900641 | Active | 2009-07-31 | [34C] Emergency Standby Engine | Park West Association | Phil Cohen | 3060 6th Av San Diego, CA | 92103 | M | EMERGENCY GENERATOR: CATERPILLAR MODEL 3208; 263 HP CATERPILLAR TURBO-CHARGED DIESEL ENGINE S/N 5YF00634. (APP#900641/DC) 7/91 921320 17CCR93115 SJE12/05 | 1 | 0 | 0 | 0 | 1 | Diesel |  | 263 | 196.1191 | 2021-10-11 | 267.70 | 2021-10-11 | 268.20 | 0.5 | 98.0596 | 0.089077 | 32.7374 | -117.1597 | 1 | rooftop | 3060 | 6th Ave |  |  | San Diego | CA | San Diego County | 92103 | US | San Diego Geographic Information Source - JPA
APCD2005-PTO-901278 | Active | 2009-07-31 | [34C] Emergency Standby Engine | RLIF Via Esprillo SPE LLC | Ashley Keightley | 16550 Via Esprillo San Diego, CA | 92127 | F | ONE (1) 415 BHP CATERPILLAR DIESEL ENGINE DRIVES A 500 KW EMERGENCY GENERATOR; MODEL NO D343; S/N 62B10226 901278 EAD 8/20/91 90127817 CCR 93115 SJE 11/05 | 1 | 0 | 0 | 0 | 1 | Diesel | 500 | 415 | 500 | 2021-07-01 | 529.20 | 2021-07-01 | 531.30 | 2.1 | 1050 | 0.95381 | 33.0166 | -117.0906 | 1 | rooftop | 16550 | Via Esprillo |  |  | San Diego | CA | San Diego County | 92127 | US | San Diego Geographic Information Source - JPA
APCD2005-PTO-901317 | Active | 2009-07-31 | [34C] Emergency Standby Engine | Whispering Palms Water Pollution | Business Owner | 15525 Via De Santa Fe Rancho Santa Fe, CA | 92067 | E | ONE EMERGENCY ENGINE GENERATOR, MANUFACTURER: CUMMINS, MODEL 125 DGEA 4008F, S/N A91036225, DIESEL FIRED, 207 BHP, TURBOCHARGED. | 1 | 0 | 0 | 0 | 1 | Diesel |  | 207 | 154.3599 | [5 empty] | 0 | 0 | 32.994 | -117.2018 | 1 | rooftop | 15525 | Via De Santa Fe |  |  | Rancho Santa Fe | CA | San Diego County | 92067 | US | San Diego Geographic Information Source - JPA
APCD2005-PTO-910544 | Active | 2009-07-31 | [34C] Emergency Standby Engine | Loews Coronado Bay Resort | Facility Manager | 4000 Coronado Bay Rd Coronado, CA | 92118 | O | EMERGENCY ENGINE-GENERATOR SET: CATERPILLAR MODEL 3412 DT 749 HP DIESEL ENGINE, S/N 81Z11095, WITH 500 KW GENERATOR (APP 910544 GDS 1/94) 910544 17CCR93115 SJE11/05 | 1 | 0 | 0 | 0 | 1 | Diesel | 500 | 749 | 500 | 2022-04-06 | 735.00 | 2022-04-06 | 736.00 | 1 | 500 | 0.4542 | 32.6299 | -117.1386 | 1 | rooftop | 4000 | Coronado Bay Rd |  |  | Coronado | CA | San Diego County | 92118 | US | San Diego Geographic Information Source - JPA
APCD2005-PTO-910824 | Active | 2009-07-31 | [34C] Emergency Standby Engine | Carlsbad City Of Municipal Water District | Facility Manager | 5200 Sunny Creek Rd Carlsbad, CA | 92010 | C | EMERGENCY GENERATOR-ENGINE SET: CUMMINS MODEL KTA19G3, S/N 37146441,685 HP, TURBOCHARGED AND AFTERCOOLED DIESEL ENGINE DRIVING AN ONAN CUMMINS MODEL 450 DFEC, S/N C930502032, 450 KW ELECTRICAL GENERATOR. (ADL 11/93). 910824 17CCR93115SJE11/05 | 1 | 0 | 0 | 0 | 1 | Diesel | 450 | 685 | 450 | 2021-10-12 | 322.50 | 2022-08-19 | 354.60 | 32.1 | 14445 | 13.1217 | 33.1448 | -117.2797 | 0.7 | street_center |  | Sunny Creek Rd |  |  | Carlsbad | CA | San Diego County | 92008 | US | TIGER/LineÂ® dataset from the US Census Bureau
APCD2005-PTO-910871 | Active | 2009-07-31 | [34C] Emergency Standby Engine | City of San Diego, Master Tenant |  | 1200 Third Ave Suite 405,c/o CBRE Inc San Diego, CA | 92101 | N | Emergency Fire Pump - Engine Set: Peerless Pump Co. MDL 4AEF12H, S/N 473676,750 GPM @ 140 PSI and 3000 RPM with Clarke Detroit Diesel Engine Model DDFP-03DT5068, S/N 3D-210695, Three Cylinder, 139 BHP, 3000 RPM, Turbo-Charged Diesel Engine. | 1 | 0 | 0 | 0 | 1 | Diesel |  | 139 | 103.6523 | [5 empty] | 0 | 0 | 32.7182 | -117.1624 | 1 | rooftop | 1200 | 3rd Ave | Ste | 405 | San Diego | CA | San Diego County | 92101 | US | San Diego Geographic Information Source - JPA
APCD2005-PTO-910955 | Active | 2009-07-31 | [34C] Emergency Standby Engine | The City of San Diego | Mary Blagg | 101 Ash St. San Diego, CA | 92101 | N | ONE (1) EMERGENCY ENGINE-DRIVEN FIRE PUMP: DETROIT DIESEL, MODEL: 101443312, S/N: 04A0287008, SPEC: DDFP04TLH 238 BHP, DIESEL FIRED, EQUIPPED WITH TURBO-CHARGE AND AFTERCOOLING. APPL# 910955 EFH 7/94. 971613 (6/98) 17CCR93115 SJE 12/05 | 1 | 0 | 0 | 0 | 1 | Diesel |  | 238 | 177.4766 | 2021-07-08 | 1.00 | 2022-06-13 | 2.40 | 1.4 | 248.4672 | 0.22571 | 32.7194 | -117.1634 | 1 | rooftop | 101 | Ash St |  |  | San Diego | CA | San Diego County | 92101 | US | San Diego Geographic Information Source - JPA
APCD2005-PTO-911070 | Active | 2009-07-31 | [34C] Emergency Standby Engine | SM CONSOL FIRE PROTECTION DIST |  | 2850 VIA ORANGE WY SPRING VALLEY, CA | 91978 | Q | EMERGENCY ELECTRICAL GENERATOR-ENGINE SET: DETROIT DIESEL CO. MODEL 6V-92T 8063-7416, S/N 6VF-188999, 474 HP, TURBOCHARGED DIESEL ENGINE DRIVING A KOHLER MODEL 250ROZD ELECTRICAL GENERATOR. (ADL 8/93) 911070 17CCR93115 SJE12/05 | 1 | 0 | 0 | 0 | 1 | Diesel |  | 474 | 353.4618 | [5 empty] | 0 | 0 | 32.7302 | -116.9698 | 1 | rooftop | 2850 | Via Orange Way |  |  | Spring Valley | CA | San Diego County | 91978 | US | San Diego Geographic Information Source - JPA
APCD2005-PTO-911306 | Active | 2009-07-31 | [34C] Emergency Standby Engine | City of San Marcos Public Works | Lisa Fowler | 201 Mata Way San Marcos, CA | 92069 | B | EMERGENCY GENERATOR SET: ONE (1) DETROIT DIESEL ENGINE, 12V-92TA, MODEL 81237405, 830 BHP MAXIMUM RATED POWER OUTPUT, SN 12VF005923; EQUIPPED WITH TURBOCHARGING, AFTERCOOLING; DRIVING ONE (1) KOHLER GENERATOR, 500 KW, 277/480 V, 752 AMPS; HAS UNIT-MOUNTED, INTEGRAL LOAD BANK, 300 KW; CRANK-CASE VENT FILTER CV-1000; DIESEL FUEL TANK, 300 GALLON CAPACITY.(APPL911306/KMC0692) 91130617 CCR 93115 SJE 11/05 | 1 | 0 | 0 | 0 | 1 | Diesel | 500 | 830 | 500 | 2021-08-03 | 362.70 | 2021-08-03 | 364.30 | 1.6 | 800 | 0.72671 | 33.1425 | -117.1501 | 1 | rooftop | 201 | Mata Way |  |  | San Marcos | CA | San Diego County | 92069 | US | San Diego Geographic Information Source - JPA
APCD2005-PTO-911360 | Active | 2009-07-31 | [34C] Emergency Standby Engine | Pacific Marine Credit Union | David Kerton | Building 1105S1 Camp Pendleton, CA | 92055 | A | ONE (1) EMERGENCY ENGINE GENERATOR SET: DETROIT DIESEL ENGINE, MODEL: 10637305, S/N: 06A0468315, 315 BHP, TURBOCHARGED FOR A KOHLER GENERATOR, MODEL: 200R0ZD71, S/N: 294820, 200 KW CREDIT UNION 91136017 CCR93115 SJE12/05 | 1 | 0 | 0 | 0 | 1 | Diesel | 200 | 315 | 200 | [5 empty] | 0 | 0 | 33.3877 | -117.4448 | 1 | place |  |  |  |  | Camp Pendleton | CA | San Diego County | 92055 | US | TIGER/LineÂ® dataset from the US Census Bureau
APCD2005-PTO-911383 | Active | 2009-07-31 | [34C] Emergency Standby Engine | City of Oceanside La Salina WWTP | Lori Rigby | 1330 S Tait Street Oceanside, CA | 92054 | C | ONE (1) EMERGENCY ENGINE GENERATOR: CUMMINS ENGINE, MODEL: KTTA19G2, 750 HP S/N 37141684, EQUIPPED WITH TURBOCHARGING AND AFTERCOOLING; DMT CORP. GEN. MODEL: DMT-500C, S/N: 92179-1, 500 KW, 625 KVA. APPL# 91138308/26/92EFH 17CCR93115SJE11/05 | 0 | 0 | 0 | 0 | 0 | Unknown | 500 | 750 | 500 | [5 empty] | 0 | 0 | 33.1803 | -117.3709 | 1 | range_interpolation | 1330 | S Tait St |  |  | Oceanside | CA | San Diego County | 92054 | US | TIGER/LineÂ® dataset from the US Census Bureau
APCD2005-PTO-920039 | Active | 2009-07-31 | [34C] Emergency Standby Engine | 233 A, LLC | Jack Kirk | 233 A ST SAN DIEGO, CA | 92101 | N | EMERGENCY GENERATOR-ENGINE SET: CATERPILLAR MODEL SR4, S/N 6GF00823, 175 KW ELECTRIC GENERATOR WITH CATERPILLAR MODEL 3208 DIT, S/N 5YI00914, 224 HP, TURBOCHARGED DIESEL ENGINE. (ADL 12/92) 920039 17CCR93115 SJE 12/05 | 1 | 0 | 0 | 0 | 1 | Diesel | 175 | 224 | 175 | 2021-09-21 | 372.00 | 2022-06-06 | 403.00 | 31 | 5425 | 4.928 | 32.7186 | -117.1623 | 1 | rooftop | 233 | A St |  |  | San Diego | CA | San Diego County | 92101 | US | San Diego Geographic Information Source - JPA
APCD2005-PTO-920343 | Active | 2009-07-31 | [34C] Emergency Standby Engine | Federal Aviation Administration | George Cox | 9175 Kearny Villa Rd San Diego, CA | 92126 | M | EMERGENCY ELECTRICAL GENERATOR-ENGINE SET: DETROIT DIESEL CO., MODEL NO. 16V-92TA 8163-7405, S/N 16VF-10730, 1095 HP @ 1800 RPM, TURBOCHARGED AND AFTERCOOLED DIESEL ENGINE DRIVING A KATO LIGHT, MODEL D750FRX4, 750 KW, ELECTRICAL GENERATOR. (UNIT #1). (ADL 9/93). 92034317CCR93115SJE12/05 | 1 | 0 | 0 | 0 | 1 | Diesel | 750 | 1095 | 750 | 2021-12-31 | 692.15 | 2022-07-13 | 712.91 | 20.76 | 15570 | 14.1437 | 32.8909 | -117.1166 | 1 | rooftop | 9175 | Kearny Villa Rd |  |  | San Diego | CA | San Diego County | 92126 | US | San Diego Geographic Information Source - JPA
APCD2005-PTO-920346 | Active | 2009-07-31 | [34C] Emergency Standby Engine | Federal Aviation Administration | George Cox | 9175 Kearny Villa Rd San Diego, CA | 92126 | M | EMERGENCY ELECTRICAL GENERATOR-ENGINE SET: DETROIT DIESEL CO., MODEL NO. 16V-92TA 8163-7405, S/N 16VF-10731, 1095 HP @ 1800 RPM, TURBOCHARGED AND AFTERCOOLED DIESEL ENGINE DRIVING A KATO LIGHT, MODEL D750FRX4, 750 KW, ELECTRICAL GENERATOR. (UNIT # 2). (ADL 9/93). 92034617CCR93115SJE12/05 | 1 | 0 | 0 | 0 | 1 | Diesel | 750 | 1095 | 750 | 2022-07-13 | 701.50 | 2022-07-13 | 708.47 | 6.97 | 5227.5 | 4.7486 | 32.8909 | -117.1166 | 1 | rooftop | 9175 | Kearny Villa Rd |  |  | San Diego | CA | San Diego County | 92126 | US | San Diego Geographic Information Source - JPA
APCD2005-PTO-920347 | Active | 2009-07-31 | [34C] Emergency Standby Engine | Federal Aviation Administration | George Cox | 9175 Kearny Villa Rd San Diego, CA | 92126 | M | EMERGENCY ELECTRICAL GENERATOR-ENGINE SET: DETROIT DIESEL CO., MODEL NO. 16V-92TA 8163-7405, S/N 16VF-10412, 1095 HP @ 1800 RPM, TURBOCHARGED AND AFTERCOOLED DIESEL ENGINE DRIVING A KATO LIGHT MODEL D750FRX4, 750 KW, ELECTRICAL GENERATOR. (UNIT #3). (ADL 9/93) 92034717CCR93115SJE12/05 | 1 | 0 | 0 | 0 | 1 | Diesel | 750 | 1095 | 750 | 2021-12-31 | 621.81 | 2022-07-13 | 642.49 | 20.68 | 15510 | 14.0892 | 32.8909 | -117.1166 | 1 | rooftop | 9175 | Kearny Villa Rd |  |  | San Diego | CA | San Diego County | 92126 | US | San Diego Geographic Information Source - JPA
APCD2005-PTO-920502 | Active | 2009-07-31 | [34C] Emergency Standby Engine | Church of Jesus Christ LDS | Facility Manager | 7474 Charmant Dr San Diego, CA | 92122 | H | EMERGENCY ENGINE GENERATOR SET: CATERPILLAR ENGINE MODEL 3208, S/N 5YF00213, 269 BHP, 1800 RPM, TURBOCHARGED, DIESEL OIL- FIRED, OIL SUMP VENTED TO ENGINE AIR INTAKE; GENERATOR MODEL NO. SR 4, S/N 6GE00426, 175KW.(APP 920502 AS 4/93) 920502 17CCR93115 SJE11/05 | 1 | 0 | 0 | 0 | 1 | Diesel | 175 | 269 | 175 | 2022-06-10 | 630.00 | 2022-06-10 | 631.00 | 1 | 175 | 0.15897 | 32.8662 | -117.2287 | 1 | rooftop | 7474 | Charmant Dr |  |  | San Diego | CA | San Diego County | 92122 | US | San Diego Geographic Information Source - JPA
APCD2005-PTO-920874 | Active | 2009-07-31 | [34C] Emergency Standby Engine | City of Escondido - Hog Back PS | Reed Harlan | 2464 Mountain View Dr Escondido, CA | 92027 | D | EMERGENCY ENGINE: Mfr: Caterpillar, Model: D3406 DITA, S/N 4RG01465, Engine output: 449HP (WITH WALKER ENGINEERING AIR SEP CRANK CASE BREATHER AIR/OIL SEPARATOR VENTED TO THE ENGINE AIR INTAKE) (APPL #920874/CW)0893 920874 17CCR93115 SJE11/05 | 0 | 0 | 0 | 0 | 0 | Unknown |  | 449 | 334.8193 | 2021-09-09 | 364.00 | 2021-09-09 | 374.00 | 10 | 3348.193 | 0 | 33.125 | -117.0303 | 1 | range_interpolation | 2464 | Mountain View Dr |  |  | Escondido | CA | San Diego County | 92027 | US | TIGER/LineÂ® dataset from the US Census Bureau
APCD2005-PTO-920934 | Active | 2009-07-31 | [34C] Emergency Standby Engine | The City of San Diego | Mary Blagg | 101 Ash St. San Diego, CA | 92101 | N | EMERGENCY GENERATOR-ENGINE SET: JOHN DEERE MODEL 4039T, S/N T04039T312148 100 HP, TURBOCHARGED DIESEL ENGINE DRIVING A KOHLER MODEL 60ROZJ ELECTRIC GENERATOR. 971613 (6/98) 17CCR93115 SJE 12/05 | 1 | 0 | 0 | 0 | 1 | Diesel |  | 100 | 74.57 | 2021-07-08 | 552.40 | 2022-06-13 | 563.60 | 11.2 | 835.184 | 0.75868 | 32.7194 | -117.1634 | 1 | rooftop | 101 | Ash St |  |  | San Diego | CA | San Diego County | 92101 | US | San Diego Geographic Information Source - JPA
APCD2005-PTO-921038 | Active | 2009-07-31 | [34C] Emergency Standby Engine | Ramona Municipal Water District | Facility Manager | 260 Sawday St Ramona, CA | 92065 | F | EMERGENCY GENERATOR SET: ONE 163 BHP GENERAL CORPORATION DIESEL ENGINE, MODEL EH700, S/N 207294 WITH AFTER COOLING, NO TURBOCHARGING DRIVING AN EMERGENCY GENERATOR, GENERAC MODEL 6.4L, S/N 73398, WHICH SERVES THREE (3) 25 HP PUMPS, ONE (1) 1/2 HP BLOWER, AND TWO (2) 1/2 HP GRINDERS. NO APP 17CCR93115 SJE12/05 | 1 | 0 | 0 | 0 | 1 | Diesel |  | 163 | 121.5491 | 2021-12-02 | 573.10 | 2021-12-02 | 579.40 | 6.3 | 765.7593 | 0.69561 | 33.03 | -116.9007 | 1 | range_interpolation | 260 | Sawday St |  |  | Ramona | CA | San Diego County | 92065 | US | TIGER/LineÂ® dataset from the US Census Bureau
APCD2005-PTO-921197 | Active | 2009-07-31 | [34C] Emergency Standby Engine | City of Escondido - City Hall | Maintenance Supervisor | 201 N Broadway Escondido, CA | 92025 | D | EMERGENCY ENGINE: MODEL: DETROIT DIESEL, MODEL 8V-92TA 8083-7405, S/N: 8VF 154532, TURBO-CHARGED, AFTER-COOLED, 568 BHP, FOR KOHLER MODEL 350ROZD71, 350 KW, location: City Hall | 1 | 0 | 0 | 0 | 1 | Diesel | 350 | 568 | 350 | [5 empty] | 0 | 0 | 33.123 | -117.0828 | 1 | rooftop | 201 | N Broadway |  |  | Escondido | CA | San Diego County | 92025 | US | San Diego Geographic Information Source - JPA
APCD2005-PTO-921600 | Active | 2009-07-31 | [34C] Emergency Standby Engine | Tanabe Research Laboratories USA | General Manager | 4540 Towne Centre Ct San Diego, CA | 92121 | G | ONE (1) EMERGENCY ENGINE GENERATOR SET: JOHN DEERE ENGINE, 250 BHP, EQUIPPED WITH TURBOCHARGING, S/N: RG6076A190971 WITH A KOHLER GENERATOR, MODEL 150R0ZJ71, 186KWAPPL# 921600 EFH 4/94 92160017CCR93115SJE11/05 | 0 | 0 | 0 | 0 | 0 | Unknown | 186 | 250 | 186 | 2021-08-18 | 228.60 | 2021-08-18 | 232.20 | 3.6 | 669.6 | 0 | 32.8833 | -117.2133 | 1 | rooftop | 4540 | Towne Centre Ct |  |  | San Diego | CA | San Diego County | 92121 | US | Sandoval
APCD2005-PTO-930013 | Active | 2009-07-31 | [34C] Emergency Standby Engine | SD City of Police Dept Southern Div | Dan Korgie | 1120 27th St San Diego, CA | 92154 | S | Emergency Electrical Generator-Engine Set: Detroit Diesel Co., Model 6V-92TA 8063-7405, S/N M 06VF200786, 423 hp @ 1800 rpm, turbocharged and aftercooled diesel engine driving a Kohler Model 250ROZD81, 250 kW Standby Electrical Generator. (ADL 8/93). (APP #930013 17CCR93115 SJE 11/05). | 1 | 0 | 0 | 0 | 1 | Diesel | 250 | 423 | 250 | 2021-09-30 | 202.00 | 2021-09-30 | 211.00 | 9 | 2250 | 2.0439 | 32.5761 | -117.0756 | 1 | range_interpolation | 1120 | 27th St |  |  | San Diego | CA | San Diego County | 92154 | US | TIGER/LineÂ® dataset from the US Census Bureau
APCD2005-PTO-930331 | Active | 2009-07-31 | [34C] Emergency Standby Engine | Rancho Bernardo Surgery Center | Marcia Webster | 17190 Bernardo Center Dr San Diego, CA | 92128 | F | EMERGENCY GENERATOR/ENGINE SET: KOHLER (300 KW), MODEL 300ROZD71, S/N 336927; ENGINE, DETROIT DIESEL (474 HP) 6V-92TA, MODEL 80637416, S/N 7A34126; CRANKCASE VENT FILTER MFR: CRANK VENT, SERIES CV 400 (APPL #930331/CW) 1293(976740 6/01) 93033 117CCR93115 SJE11/05 | 1 | 0 | 0 | 0 | 1 | Diesel | 300 | 474 | 300 | 2022-02-18 | 644.00 | 2022-02-18 | 644.00 | 0 | 0 | 0 | 33.0248 | -117.0774 | 1 | rooftop | 17190 | Bernardo Center Dr |  |  | San Diego | CA | San Diego County | 92128 | US | San Diego Geographic Information Source - JPA
APCD2005-PTO-930445 | Active | 2009-07-31 | [34C] Emergency Standby Engine | Sheraton Harbor San Diego Hotel and Marina | Ian Pullan | 1380 Harbor Island Dr San Diego, CA | 92101 | N | EMERGENCY GENERATOR-ENGINE SET: DETROIT DIESEL MODEL 6V-92TA 8063-7305, S/N 6VF-206647, 370 HP @ 1800 RPM, TURBOCHARGED AND AFTERCOOLED DIESEL ENGINE DRIVING A GENERATOR: KOHLER MODEL 250 ROZD71, S/N 340670, 230 KW ELECTRICAL GENERATOR. (APP#930445/ADL/0894). 930445 17CCR93115 SJE12/05 | 1 | 0 | 0 | 0 | 1 | Diesel | 230 | 370 | 230 | 2021-09-28 | 263.30 | 2021-09-28 | 273.50 | 10.2 | 2346 | 2.1311 | 32.7273 | -117.1978 | 1 | rooftop | 1380 | Harbor Island Dr |  |  | San Diego | CA | San Diego County | 92101 | US | San Diego Geographic Information Source - JPA
APCD2005-PTO-930650 | Active | 2009-07-31 | [34H] California Certified Emergency Standby Engine | San Diego Gas & Electric Environmental Operations | Fred Zarcilla | 8326 Century Park Ct San Diego, CA | 92123 | J | Emergency Diesel Engine Generator: John Deere, Model 6135HFG84, RATING 617 BHP, S/N RG6135L032990, Engine Family HJDXL13.5146, Tier 2 certified; driving a 405-kW emergency electrical generator. | 1 | 0 | 0 | 0 | 1 | Diesel | 405 | 617 | 405 | 2021-06-30 | 40.10 | 2021-06-30 | 45.20 | 5.1 | 2065.5 | 1.8763 | 32.8243 | -117.143 | 1 | rooftop | 8326 | Century Park Ct |  |  | San Diego | CA | San Diego County | 92123 | US | Sandoval
APCD2005-PTO-930746 | Active | 2009-07-31 | [34C] Emergency Standby Engine | SD CO OF GEN SVCS PR0263 |  | 9400 RUFFIN CT SAN DIEGO, CA | 92123 | J | EMERGENCY GENERATOR-ENGINE SET: CUMMINS ENGINE CO., MODEL 6CTA8.3-G, S/N 44971540, 277 HP, TURBOCHARGED AND AFTERCOOLED DIESEL ENGINE DRIVING A GENERATOR: ONAN, MODEL 150 DGFA, S/N A940531669, 150 KW ELECTRICAL GENERATOR (APP 930746/ADL/9-94). 930746 17CCR93115 SJE11/05 | 1 | 0 | 0 | 0 | 1 | Diesel | 150 | 277 | 150 | [5 empty] | 0 | 0 | 32.8305 | -117.1229 | 1 | rooftop | 9400 | Ruffin Ct |  |  | San Diego | CA | San Diego County | 92123 | US | Sandoval
APCD2005-PTO-930984 | Active | 2009-07-31 | [34C] Emergency Standby Engine | City of Escondido - City Hall | Maintenance Supervisor | 340 N Escondido Blvd Escondido, CA | 92025 | D | EMERGENCY GENERATOR-ENGINE SET: MFR: DETROIT DIESEL, MODEL 8V-92TA 8083-7405, S/N 8VF 155158, 568 HP, TURBOCHARGED AND AFTERCOOLED DRIVING A GENERATOR (MFR: KOHLER. MODEL: 350ROZD71, S/N 318657) Location: California Center for the Arts Escondido (CCAE) | 1 | 0 | 0 | 0 | 1 | Diesel |  | 568 | 423.5576 | [5 empty] | 0 | 0 | 33.1231 | -117.086 | 1 | range_interpolation | 340 | N Escondido Blvd |  |  | Escondido | CA | San Diego County | 92025 | US | TIGER/LineÂ® dataset from the US Census Bureau
APCD2005-PTO-930995 | Active | 2009-07-31 | [34C] Emergency Standby Engine | Metropolitan Transit Dev Board | Tim Burrie | 100 16th St San Diego, CA | 92101 | N | One (1) Emergency Engine Generator: John Deere engine, Model 6076AF010, S/N: RG6076A195995, 250 BHP, Diesel Fired, Kohler electric generator, Model 150RJ0ZJZ1, S/N: 350842, 150KW. | 1 | 0 | 0 | 0 | 1 | Diesel | 150 | 250 | 150 | 2021-12-31 | 301.20 | 2022-04-22 | 316.10 | 14.9 | 2235 | 2.0303 | 32.7078 | -117.1501 | 1 | rooftop | 100 | 16th St |  |  | San Diego | CA | San Diego County | 92101 | US | San Diego Geographic Information Source - JPA
APCD2005-PTO-940180 | Active | 2009-07-31 | [34C] Emergency Standby Engine | USN NAV Sta 2 Public Works Center | Commanding Officer Bldg 398 | 32nd St & Harbor Dr San Diego, CA | 92136 | S | EMERGENCY ENGINE GENERATOR SET: CATERPILLAR ENGINE, MODEL 3054, S/N 4ZK02162, 150 BHP; GENERAC GENERATOR, 75 KW, MODEL 94 A04053-S S/N 2015397 (940180-CCN-3/95)(NO APP-3/97) 17CCR93115 SJE12/05 | 0 | 0 | 0 | 0 | 0 | Unknown | 75 | 150 | 75 | 2021-10-20 | 189.50 | 2022-01-07 | 193.90 | 4.4 | 330 | 0 | 32.7241 | -117.1709 | 0.5 | place |  |  |  |  | San Diego | CA | San Diego County | 92101 | US | TIGER/LineÂ® dataset from the US Census Bureau
APCD2005-PTO-940181 | Active | 2009-07-31 | [34H] California Certified Emergency Standby Engine | USN NAV Sta 2 Public Works Center | Commanding Officer Bldg 398 | 32nd St & Harbor Dr San Diego, CA | 92136 | S | Emergency Diesel Engine Generator: John Deere (Kohler), Model 4045HF285I (100REOZJF), 158 BHP, S/N PE4045N023950, Engine Family KJDXL04.5119, Tier 3 certified; driving a 100-kW emergency electrical generator. | 1 | 0 | 0 | 0 | 1 | Diesel | 100 | 158 | 100 | 2021-10-20 | 8.00 | 2022-01-07 | 30.60 | 22.6 | 2260 | 2.053 | 32.7241 | -117.1709 | 0.5 | place |  |  |  |  | San Diego | CA | San Diego County | 92101 | US | TIGER/LineÂ® dataset from the US Census Bureau
APCD2005-PTO-940290 | Active | 2009-07-31 | [34C] Emergency Standby Engine | Sheraton Harbor Island Hotel | Ian Pullan | 1590 Harbor Island Drive San Diego, CA | 92101 | N | ONE (1) EMERGENCY ENGINE GENERATOR: CUMMINS ENGINE; MODEL 6CTA8.3G, S/N: 45095487, 277 BHP, DIESEL FIRED, EQUIPPED WITH TURBO-CHARGING AND AFTER-COOLING, DRIVING AN ONAN GENERATOR, MODEL 175DGFB, S/N: 17940560565, 175 KW APPL# 940290 EFH 5/95 940290 17CCR93115 SJE12/05 | 1 | 0 | 0 | 0 | 1 | Diesel | 175 | 277 | 175 | [5 empty] | 0 | 0 | 32.7257 | -117.1964 | 0.7 | street_center |  | Harbor Island Dr |  |  | San Diego | CA | San Diego County | 92101 | US | TIGER/LineÂ® dataset from the US Census Bureau
APCD2005-PTO-940294 | Active | 2009-07-31 | [34C] Emergency Standby Engine | Scripps Media, Inc. dba KGTV | Patrick Givans | 4600 Air Way San Diego, CA | 92102 | S | ONE (1) EMERGENCY ENGINE GENERATOR SET: -CUMMINS ENGINE; MODEL # KTTA I9G2, 750 HP, ENGINE S/N# 37121031 EQUIPPED WITH BACT (TURBO-CHARGING, AFTER-COOLING), FOUR (4) DEGREE RETARD. ONAN GENERATOR, MODEL# 249-0155-03; 500 KWTYPECC534E, S/N: P9582/9. APPL # 940294 EFH 3/95 940294 17CCR93115 SJE 11/05 | 0 | 0 | 0 | 0 | 0 | Unknown | 500 | 750 | 500 | 2022-03-16 | 159.40 | 2022-03-16 | 174.50 | 15.1 | 7550 | 0 | 32.7201 | -117.0952 | 1 | rooftop | 4600 | Air Way |  |  | San Diego | CA | San Diego County | 92102 | US | San Diego Geographic Information Source - JPA
APCD2005-PTO-940326 | Active | 2009-07-31 | [34C] Emergency Standby Engine | Otay Water District | Robert Scholl | 11880 Campo Rd Spring Valley, CA | 91978 | Q | ONE (1) EMERGENCY ENGINE GENERATOR: CAT ENGINE, MODEL 3512 DITA, 1593 BHP, EQUIPPED WITH (BACT): TURBOCHARGING, AFTERCOOLING AND FOUR DEGREE RETARD. S/N: 24Z05677; ENGINE DRIVING AN ELECTRIC GENERATOR. [ENGINE@ COPPSLANE] APPL#940326 EFH 05/96. 17CCR93115SJE10/05 | 0 | 0 | 0 | 0 | 0 | Unknown |  | 1593 | 1187.9001 | 2022-04-05 | 434.00 | 2022-04-05 | 434.00 | 0 | 0 | 0 | 32.7438 | -116.9461 | 1 | rooftop | 11880 | Campo Rd |  |  | Spring Valley | CA | San Diego County | 91978 | US | San Diego Geographic Information Source - JPA
APCD2005-PTO-940327 | Active | 2009-07-31 | [34C] Emergency Standby Engine | Otay Water District | Robert Scholl | 11880 Campo Rd Spring Valley, CA | 91978 | Q | ONE (1) EMERGENCY ENGINE GENERATOR: CAT ENGINE, MODEL 3512 DITA, 1482 BHP, EQUIPPED WITH (BACT): TURBOCHARGING, AFTERCOOLING AND FOUR DEGREE RETARD, S/N:24Z05678; ENGINE DRIVING AN ELECTRIC GENERATOR. [ENGINE @ HILLSDALE] APPL# 940327 EFH 5/9617CCR93115SJE12/05 | 0 | 0 | 0 | 0 | 0 | Unknown |  | 1482 | 1105.1274 | 2022-04-05 | 378.00 | 2022-04-05 | 379.00 | 1 | 1105.1274 | 0 | 32.7438 | -116.9461 | 1 | rooftop | 11880 | Campo Rd |  |  | Spring Valley | CA | San Diego County | 91978 | US | San Diego Geographic Information Source - JPA
APCD2005-PTO-940581 | Active | 2009-07-31 | [34C] Emergency Standby Engine | CA INSTITUTE OF TECHNOLOGY |  | 35899 CANFIELD RD PALOMAR MOUNTAIN, CA | 92060 | B | EMERGENCY ENGINE GENERATOR SET: DETROIT DIESEL ENGINE, MODEL 10637305, S/N 06A0472028, 315 BHP, DRIVING A KOHLER 200 RODZ GENERATOR, 200 KW, S/N 359740 (940581-CCN-1/95)(NO APP) 17CCR93115 SJE11/05 | 1 | 0 | 0 | 0 | 1 | Diesel | 200 | 315 | 200 | 2021-12-31 | 1400.10 | 2022-07-12 | 1505.80 | 105.7 | 21140 | 19.2034 | 33.3529 | -116.8655 | 1 | rooftop | 35899 | Canfield Rd |  |  | Palomar Mountain | CA | San Diego County | 92060 | US | San Diego Geographic Information Source - JPA
APCD2005-PTO-940668 | Active | 2009-07-31 | [34C] Emergency Standby Engine | US COAST GUARD AIR STATION | ENVIRONMENTAL COORDINATOR | 2710 HARBOR DR N SAN DIEGO, CA | 92101 | N | ONE (1) EMERGENCY ENGINE GENERATOR SET: ENGINE MFR. DETROIT DIESEL, MODEL 06VF19439, S/N 06VF194349, 423 BHP, TURBOCHARGED, AFTERCOOLED, DRIVING A 250 KW GENERATOR. APPL# 940668 EFH 05/96 17CCR93115 SJE11/05 | 1 | 0 | 0 | 0 | 1 | Diesel | 250 | 423 | 250 | 2021-12-31 | 362.20 | 2022-06-15 | 364.00 | 1.8 | 450 | 0.40878 | 32.6913 | -117.1362 | 0.9 | range_interpolation | 2710 | Harbor Dr |  |  | San Diego | CA | San Diego County | 92113 | US | TIGER/LineÂ® dataset from the US Census Bureau
APCD2005-PTO-940719 | Active | 2009-07-31 | [34C] Emergency Standby Engine | Pharmingen | Health & Safety Associate | 10995 Torreyana Rd San Diego, CA | 92121 | G | EMERGENCY ENGINE GENERATOR SET: DETROIT DIESEL ENGINE, MODEL 80837405, S/N 08VF164359, 568 BHP, DRIVING A ROZD KOHLER GENERATOR, 350 KW, S/N 358380. (940719-CCN-4/95) (NO APP)17CCR93115 SJE11/05 | 1 | 0 | 0 | 0 | 1 | Diesel | 350 | 568 | 350 | 2021-12-21 | 767.10 | 2022-01-20 | 791.50 | 24.4 | 8540 | 7.7577 | 32.9046 | -117.2382 | 1 | rooftop | 10995 | Torreyana Rd |  |  | San Diego | CA | San Diego County | 92121 | US | San Diego Geographic Information Source - JPA
APCD2005-PTO-940853 | Active | 2009-07-31 | [34C] Emergency Standby Engine | Hilton San Diego Resort | Property Director | 1775 East Mission Bay Dr San Diego, CA | 92109 | I | EMERGENCY ENGINE GENERATOR SET: DETROIT DIESEL ENGINE, MODEL 40-8.7 LT, S/N WH1306NO895403, 250 BHP; DRIVING A KOHLER GENERATOR, 125 KW, MODEL 125DS60, S/N 358236.(940853-CCN-4/95) (NO APP) 17CCR93115 SJE10/05 | 1 | 0 | 0 | 0 | 1 | Diesel | 125 | 250 | 125 | 2022-08-03 | 608.90 | 2022-08-03 | 615.80 | 6.9 | 862.5 | 0.78349 | 32.7776 | -117.2095 | 1 | range_interpolation | 1775 | E Mission Bay Dr |  |  | San Diego | CA | San Diego County | 92109 | US | TIGER/LineÂ® dataset from the US Census Bureau
APCD2005-PTO-950093 | Active | 2009-07-31 | [34C] Emergency Standby Engine | Pacira Pharmaceuticals Inc | Nuria Ibarra | 10450 Science Center Dr San Diego, CA | 92121 | G | EMERGENCY ENGINE GENERATOR SET: DETROIT DIESEL ENGINE, MODEL 8V-92TA-8083-7405, S/N 8VF166795, 568 BHP; DRIVING A SPECTRUM GENERATOR, MODEL 350DS60, S/N 364571, 350 KW. (950093-CCN-8/95) 17 CCR 93115 SJE 12/05 | 1 | 0 | 0 | 0 | 1 | Diesel | 350 | 568 | 350 | 2021-12-31 | 470.40 | 2022-05-26 | 493.10 | 22.7 | 7945 | 7.2172 | 32.8948 | -117.2321 | 1 | rooftop | 10450 | Science Center Dr |  |  | San Diego | CA | San Diego County | 92121 | US | San Diego Geographic Information Source - JPA
APCD2005-PTO-950405 | Active | 2009-07-31 | [34C] Emergency Standby Engine | CA St of 22nd District Agric Assn | Facility Manager | 2260 Jimmy Durante Bl Del Mar, CA | 92014 | E | EMERGENCY ENGINE GENERATOR SET: DETROIT DIESEL ENGINE, MODEL 8163-7405, S/N 16VF009504, 1095 BHP; DRIVING A MAGNAMAX GENERATOR, MODEL 573 RSL205BO, S/N XB3780063, 600 KW. (950405-CCN-12/95) 17CCR93115 SJE10/05 | 1 | 0 | 0 | 0 | 1 | Diesel | 600 | 1095 | 600 | 2021-12-31 | 204.00 | 2022-05-03 | 209.10 | 5.1 | 3060 | 2.7797 | 32.9754 | -117.2624 | 1 | rooftop | 2260 | Jimmy Durante Blvd |  |  | Del Mar | CA | San Diego County | 92014 | US | San Diego Geographic Information Source - JPA
APCD2005-PTO-950406 | Active | 2009-07-31 | [34C] Emergency Standby Engine | CA ST of 2nd District Agric Assn | Facility Manager | 2260 Jimmy Durante Bl Del Mar, Ca | 92014 | E | EMERGENCY ENGINE GENERATOR SET: CATERPILLAR ENGINE, MODEL PA 4033-02,S/N 81Z12846, 890 BHP; DRIVING A LEROY SOMER GENERATOR, MODEL 158473Z1,600 KW. (950406-CCN-12/95) 17CCR93115 SJE10/05 | 0 | 0 | 0 | 0 | 0 | Unknown | 600 | 890 | 600 | 2021-12-31 |  | 2022-05-03 |  |  | 0 | 0 | 32.9754 | -117.2624 | 1 | rooftop | 2260 | Jimmy Durante Blvd |  |  | Del Mar | CA | San Diego County | 92014 | US | San Diego Geographic Information Source - JPA
APCD2005-PTO-950447 | Active | 2009-07-31 | [34C] Emergency Standby Engine | Vi at La Jolla Village | Owner Manager | 8515 Costa Verde Blvd San Diego, CA | 92122 | H | EMERGENCY ENGINE GENERATOR: DETROIT DIESEL ENGINE, MODEL 71TA-7123-7406, S/N 12VA-89131, 750 BHP; DRIVING A SPECTRUM 450 DS GENERATOR, 450 KW.973873 (8/99) 17CCR93115 SJE 11/05 | 1 | 0 | 0 | 0 | 1 | Diesel | 450 | 750 | 450 | 2022-07-06 | 221.40 | 2022-07-06 | 227.10 | 5.7 | 2565 | 2.33 | 32.8683 | -117.2164 | 1 | rooftop | 8515 | Costa Verde Blvd |  |  | San Diego | CA | San Diego County | 92122 | US | San Diego Geographic Information Source - JPA
APCD2005-PTO-950532 | Active | 2009-07-31 | [34C] Emergency Standby Engine | SD City Of Wastewater Dept | Facility Manager | 298 Coast Blvd San Diego, CA | 92037 | I | EMERGENCY ENGINE GENERATOR SET: CUMMINS ENGINE, MODEL GTA 189, S/N 25233923 NATURAL GAS FIRED, 495 HP, TURBOCHARGED. APPL# 950532 06/00 | 0 | 0 | 1 | 0 | 1 | Natural Gas |  | 495 | 369.1215 | 2021-06-03 | 199.30 | 2021-06-03 | 202.30 | 3 | 1107.3645 | 0.80423 | 32.8408 | -117.2816 | 0.9 | range_interpolation | 298 | Coast Blvd |  |  | LA Jolla | CA | San Diego County | 92037 | US | TIGER/LineÂ® dataset from the US Census Bureau
APCD2005-PTO-950558 | Active | 2009-07-31 | [34C] Emergency Standby Engine | SD City Of Metro Wastewater Dept | Associate Chemist | 9192 Topaz Wy San Diego, CA | 92123 | J | EMERGENCY GENERATOR, CUMMINS DIESEL MODEL KTTA19-G4, S/N 37172330, 755 BHP TURBOCHARGED, AFTERCOOLED, GEN. S/N J960619095, 500 KW. AFS/950558/31JAN97 17CCR93115 SJE11/05 | 1 | 0 | 0 | 0 | 1 | Diesel | 500 | 755 | 500 | 2022-07-29 | 253.30 | 2022-07-29 | 256.30 | 3 | 1500 | 1.3626 | 32.8349 | -117.1349 | 1 | rooftop | 9192 | Topaz Way |  |  | San Diego | CA | San Diego County | 92123 | US | San Diego Geographic Information Source - JPA
APCD2005-PTO-950720 | Active | 2009-07-31 | [34C] Emergency Standby Engine | SD CO OF FAC SVCS DIV (PRO353) |  | 330 BROADWAY W SAN DIEGO, CA | 92101 | N | ONE (1) EMERGENCY ENGINE GENERATOR SET: -DETROIT DIESEL ENGINE -MODEL 16V92TA-8163-7416 -S/N: 16VF013324 1232 HP, TURBOCHARGED AND AFTER-COOLED, EQUIPPED WITH A: -DETROIT DIESEL (SPECTRUM) GENERATOR -MODEL 750DS60, 750 KW -S/N: 366964APPL 950720 EFH 3/98 17CCR93115 SJE 11/05 | 1 | 0 | 0 | 0 | 1 | Diesel | 750 | Unknown | 750 | 2021-12-31 | 329.20 | 2022-02-11 | 340.80 | 11.6 | 8700 | 7.903 | 32.716 | -117.1615 | 1 | rooftop | 330 | Broadway |  |  | San Diego | CA | San Diego County | 92101 | US | San Diego Geographic Information Source - JPA
APCD2005-PTO-950830 | Active | 2009-07-31 | [34C] Emergency Standby Engine | SFII 530 B LLC |  | 530 B St San Diego, CA | 92101 | N | EMERGENCY ENGINE: CATERPILLAR DIESEL ENGINE, MODEL 3412, S/N 81Z18910, 742 BHP; DRIVES A 500 KW GENERATOR. (950830-CCN-7/96) (17CCR93115SJE12/05), (POCR 06/2010). | 1 | 0 | 0 | 0 | 1 | Diesel | 500 | 742 | 500 | 2021-11-05 | 466.00 | 2022-07-18 | 481.00 | 15 | 7500 | 6.8129 | 32.7182 | -117.1597 | 1 | rooftop | 530 | B St |  |  | San Diego | CA | San Diego County | 92101 | US | San Diego Geographic Information Source - JPA
APCD2005-PTO-951054 | Active | 2009-07-31 | [34W] Registered Engine (Rule 12) | Otay Water District | Robert Scholl or George Unden | 1230 Eastlake Py Chula Vista, CA | 91915 | R | ONE (1) EMERGENCY STANDBY ENGINE, CAT DIESEL ENGINE, MODEL 3306 DI, 377 HP, S/N 2AJ00827. APPL# 951054 EFH 03/98 17CCR93115 SJE 11/05 | 1 | 0 | 0 | 0 | 1 | Diesel |  | 377 | 281.1289 | 2022-03-30 | 493.00 | 2022-03-30 | 494.00 | 1 | 281.1289 | 0.25538 | 32.6377 | -116.9687 | 0.9 | nearest_rooftop_match | 1228 | Eastlake Pkwy |  |  | Chula Vista | CA | San Diego County | 91915 | US | Sandoval
APCD2005-PTO-951138 | Active | 2009-07-31 | [34W] Registered Engine (Rule 12) | San Diego State University | Lilly Sabet | 5500 Campanile Dr San Diego, CA | 92182 | K | EMERGENCY ENGINE GENERATOR, 574 HP CATERPILLAR MODEL 3406B DIESEL ENGINE SERIAL NUMBER: 4PM00392, TURBOCHARGED, AFTERCOOLED. LOCATED AT COX ARENA. 951138 GDS 2/98 17 CCR 93115 SJE 10/05 | 1 | 0 | 0 | 0 | 1 | Diesel |  | 574 | 428.0318 | 2021-10-21 | 345.10 | 2021-10-21 | 354.00 | 8.9 | 3809.483 | 3.4605 | 32.7721 | -117.0725 | 1 | rooftop | 5500 | Campanile Dr |  |  | San Diego | CA | San Diego County | 92182 | US | San Diego Geographic Information Source - JPA
APCD2005-PTO-960002 | Active | 2009-07-31 | [34W] Registered Engine (Rule 12) | Leucadia Wastewater District | District Superintendent | 2017 Hy 101 Carlsbad, CA | 92009 | E | EMERGENCY ENGINE GENERATOR SET: DETROIT DIESEL ENGINE, MODEL 12V92TA-8123-7405, 850 HP, EQUIPPED WITH TURBOCHARGER, AFTERCOOLER AND 4 DEGREE RETARD. 960002 EFH 02/98 17CCR93115 SJE11/05 | 1 | 0 | 0 | 0 | 1 | Diesel |  | 850 | 633.845 | 2022-01-01 | 612.10 | 2022-01-01 | 621.70 | 9.6 | 6084.912 | 5.5275 | 33.1442 | -117.3194 | 0.5 | place |  |  |  |  | Carlsbad | CA | San Diego County | 92008 | US | TIGER/LineÂ® dataset from the US Census Bureau
APCD2005-PTO-960041 | Active | 2009-07-31 | [34W] Registered Engine (Rule 12) | USMC MCAS Miramar | Michael Murukis | USMC Miramar San Diego, CA | 92145 | H | EMERGENCY STANDBY ENGINE: JOHN DEERE MODEL 4039DD, S/N: T04039D438755, 80 BHP DIESEL FUELED, LOCATED IN BUILDING 670. (960041-CCN-3/98) 17 CCR 93115 SJE 12/05 | 1 | 0 | 0 | 0 | 1 | Diesel |  | 80 | 59.656 | 2022-01-01 | 381.40 | 2022-01-01 | 384.80 | 3.4 | 202.8304 | 0.18425 | 32.8795 | -117.1612 | 1 | street_center |  | Miramar Rd |  |  | San Diego | CA | San Diego County | 92121 | US | TIGER/LineÂ® dataset from the US Census Bureau
APCD2005-PTO-960051 | Active | 2009-07-31 | [34W] Registered Engine (Rule 12) | USMC MCAS Miramar | Michael Murukis | USMC Miramar San Diego, CA | 92145 | H | EMERGENCY STANDBY ENGINE: CAT MODEL 3306, S/N: 9NRO2444, 320 HP, DIESEL FUELED. (960051-CCN-2/98)(IDR 1/99 DAS) 17 CCR 93115 SJE 12/05 | 1 | 0 | 0 | 0 | 1 | Diesel |  | 320 | 238.624 | 2022-01-01 | 350.00 | 2022-01-01 | 354.00 | 4 | 954.496 | 0.86706 | 32.8795 | -117.1612 | 1 | street_center |  | Miramar Rd |  |  | San Diego | CA | San Diego County | 92121 | US | TIGER/LineÂ® dataset from the US Census Bureau
APCD2005-PTO-960058 | Active | 2009-07-31 | [34W] Registered Engine (Rule 12) | Otay Water District | Facility Manager | 3151 Vista Diego Rd Jamul, CA | 91935 | R | ONE (1) EMERGENCY STANDBY ENGINE, CAT DIESEL ENGINE, MODEL 3208, 230 BHP, S/N 30A02814. APPL# 960058 EFH 03/98 17CCR93115 SJE 11/05 | 1 | 0 | 0 | 0 | 1 | Diesel |  | 230 | 171.511 | 2022-03-30 | 1952.00 | 2022-03-30 | 1954.00 | 2 | 343.022 | 0.3116 | 32.7232 | -116.8788 | 1 | rooftop | 3151 | Vista Diego Rd |  |  | Jamul | CA | San Diego County | 91935 | US | San Diego Geographic Information Source - JPA
APCD2005-PTO-960059 | Active | 2009-07-31 | [34W] Registered Engine (Rule 12) | Otay Water District | Facility Manager | 2542 Pence Dr El Cajon, CA | 92019 | L | ONE (1) EMERGENCY STANDBY ENGINE, CAT DIESEL, MODEL 3208, S/N 5YF00338, 224 BHP. APPL #960059 EFH 03/98 17CCR93115 SJE 11/05 | 1 | 0 | 0 | 0 | 1 | Diesel |  | 224 | 167.0368 | 2021-05-13 | 700.00 | 2021-05-13 | 708.00 | 8 | 1336.2944 | 1.2139 | 32.7766 | -116.8981 | 1 | rooftop | 2542 | Pence Dr |  |  | El Cajon | CA | San Diego County | 92019 | US | San Diego Geographic Information Source - JPA
APCD2005-PTO-960061 | Active | 2009-07-31 | [34W] Registered Engine (Rule 12) | Otay Water District | Facility Manager | 14715 Presilla Dr Jamul, CA | 91935 | R | ONE (1) EMERGENCY STANDBY ENGINE, CAT DIESEL ENGINE, MODEL 3208, S/N 5Y01188 263 HP, EQUIPPED WITH TURBOCHARGER. APPL #960061 EFH 03/98 17CCR93115 SJE 11/05 | 1 | 0 | 0 | 0 | 1 | Diesel |  | 263 | 196.1191 | 2022-03-30 | 569.00 | 2022-03-30 | 570.00 | 1 | 196.1191 | 0.17815 | 32.6981 | -116.8448 | 1 | range_interpolation | 14715 | Presilla Dr |  |  | Jamul | CA | San Diego County | 91935 | US | TIGER/LineÂ® dataset from the US Census Bureau
APCD2005-PTO-960062 | Active | 2009-07-31 | [34W] Registered Engine (Rule 12) | Otay Water District | Facility Manager | 1612 Vista Grande Rd El Cajon, CA | 92019 | L | ONE (1) EMERGENCY STANDBY ENGINE, CAT DIESEL ENGINE, MODEL 3208 ESB, 263 HP, S/N 5YF01190, EQUIPPED WITH TURBOCHARGER. APPL #960062 EFH 03/98 17CCR93115 SJE 11/05 | 1 | 0 | 0 | 0 | 1 | Diesel |  | 263 | 196.1191 | 2021-05-13 | 168.00 | 2021-05-13 | 170.00 | 2 | 392.2382 | 0.35631 | 32.77 | -116.9097 | 1 | range_interpolation | 1612 | Vista Grande Rd |  |  | El Cajon | CA | San Diego County | 92019 | US | TIGER/LineÂ® dataset from the US Census Bureau
APCD2005-PTO-960063 | Active | 2009-07-31 | [34W] Registered Engine (Rule 12) | Otay Water District | Facility Manager | 10391 Otay Lakes Rd Chula Vista, CA | 91914 | Q | EMERGENCY ENGINE, CATERPILLAR MODEL 3406 B DI, 449 BHP, DIESEL FIRED, S/N 4RG01044. 960063 AFS 31MAR1999 17CCR93115 SJE11/05 | 1 | 0 | 0 | 0 | 1 | Diesel |  | 449 | 334.8193 | 2022-04-05 | 72.00 | 2022-04-05 | 76.00 | 4 | 1339.2772 | 1.2166 | 32.6375 | -116.9734 | 1 | rooftop | 10391 | Otay Lakes Rd |  |  | Chula Vista | CA | San Diego County | 91913 | US | San Diego Geographic Information Source - JPA
APCD2005-PTO-960072 | Active | 2009-07-31 | [34W] Registered Engine (Rule 12) | Sprint PCS | Facilities Supervisor | 3730 Fifth Av San Diego, CA | 92103 | M | EMERGENCY ENGINE GENERATOR: 587 HORSEPOWER CATERPILLAR DIESEL ENGINE MODEL 3400 DITA, SERIAL NUMBER 04ZR00989 WITH A 400 KW GENERATOR. 960072 GDS 10/9917CCR93115SJE11/05 | 1 | 0 | 0 | 0 | 1 | Diesel | 400 | 587 | 400 | 2021-12-16 | 617.00 | 2021-12-16 | 650.00 | 33 | 13200 | 11.9908 | 32.7457 | -117.1608 | 1 | rooftop | 3730 | 5th Ave |  |  | San Diego | CA | San Diego County | 92103 | US | San Diego Geographic Information Source - JPA
APCD2005-PTO-960178 | Active | 2009-07-31 | [34W] Registered Engine (Rule 12) | Beckman Coulter Inc | Julio Giannotti | 2470 Faraday Avenue Carlsbad, CA | 92010 | C | EMERGENCY ENGINE-GENERATOR SET: CATERPILLAR DIESEL ENGINE, MODEL D346, S/N 39J1711, 550 BHP, DRIVING A 100 KW GENERATOR, S/N 56BH345. (960178-CCN-1/98)17CCR93115SJE11/05 | 1 | 0 | 0 | 0 | 1 | Diesel | 100 | 550 | 100 | [5 empty] | 0 | 0 | 33.1365 | -117.2699 | 1 | range_interpolation | 2470 | Faraday Ave |  |  | Carlsbad | CA | San Diego County | 92010 | US | TIGER/LineÂ® dataset from the US Census Bureau
APCD2005-PTO-960436 | Active | 2009-07-31 | [34W] Registered Engine (Rule 12) | Airtouch Cellular | Facility Supvr | 5355 Mira Sorrento Pl #500 San Diego, CA | 92121 | G | EMERGENCY STANDBY ENGINE, DETROIT DIESEL, MODEL 100DS-60, S/N: 377899, 124 HP, DRIVING A 100KW SPECTRUM GENERATOR. 960436 EFH 9/98 17CCR93115 SJE11/05 | 1 | 0 | 0 | 0 | 1 | Diesel | 100 | 124 | 100 | 2022-01-06 | 324.00 | 2022-01-06 | 324.00 | 0 | 0 | 0 | 32.8943 | -117.2032 | 1 | rooftop | 5355 | Mira Sorrento Pl | Ste | 500 | San Diego | CA | San Diego County | 92121 | US | San Diego Geographic Information Source - JPA
APCD2005-PTO-960439 | Active | 2009-07-31 | [34W] Registered Engine (Rule 12) | AAT Torrey Plaza LLC | Charles Moore | 11455 El Camino Real San Diego, CA | 92130 | M | EMERGENCY STANDBY ENGINE: CUMMINS MODEL NTA 855-63, S/N 30356312, 535 BHP, DIESEL FUELED.(960439-CCN-2/98) 17CCR93115 SJE12/05 | 1 | 0 | 0 | 0 | 1 | Diesel |  | 535 | 398.9495 | 2021-12-31 | 413.00 | 2022-08-05 | 420.50 | 7.5 | 2992.1213 | 2.718 | 32.927 | -117.2369 | 1 | rooftop | 11455 | El Camino Real |  |  | San Diego | CA | San Diego County | 92130 | US | San Diego Geographic Information Source - JPA
APCD2005-PTO-960506 | Active | 2009-07-31 | [34W] Registered Engine (Rule 12) | USN Amphibious Base Coronado | Commanding Officer | Silver Strand Bl Coronado, CA | 92155 | O | EMERGENCY STANDBY ENGINE: JOHN DEERE MODEL 4039DF, S/N CD4039D234384, 66 HP DIESEL FUELED. BEHIND BLDG 19 (960506-CCN-2/98) 17CCR93115 SJE12/05 | 1 | 0 | 0 | 0 | 1 | Diesel |  | 66 | 49.2162 | 2022-04-27 | 381.60 | 2022-04-27 | 383.60 | 2 | 98.4324 | 0.089415 | 32.6596 | -117.1554 | 1 | street_center |  | Silver Strand Blvd |  |  | Coronado | CA | San Diego County | 92118 | US | TIGER/LineÂ® dataset from the US Census Bureau
APCD2005-PTO-960508 | Active | 2009-07-31 | [34H] California Certified Emergency Standby Engine | USN Amphibious Base Coronado | Commanding Officer | Silver Strand Bl Coronado, CA | 92155 | O | Emergency Engine Generator: John Deere Diesel Engine, Model 609HF484, rated at 385 hp, Model Year 2010, S/N RG6090L075173, EPA Tier 3 Certified Engine, Family Number AJDXL09.0114, turbocharged, driving a 250 kW electrical generator. | 1 | 0 | 0 | 0 | 1 | Diesel | 250 | 385 | 250 | 2022-04-27 | 130.70 | 2022-04-27 | 132.30 | 1.6 | 400 | 0.36336 | 32.6596 | -117.1554 | 1 | street_center |  | Silver Strand Blvd |  |  | Coronado | CA | San Diego County | 92118 | US | TIGER/LineÂ® dataset from the US Census Bureau
APCD2005-PTO-960587 | Active | 2009-07-31 | [34H] California Certified Emergency Standby Engine | USN Amphibious Base 2 PUB WKS Ctr | Craig Haverstick | Silver Strand Blvd Coronado, CA | 92155 | O | Emergency Diesel Engine Generator: Cummins, Model QSL9-G7 NR3, 464 BHP, S/N 74434119, Engine Family JCEXL0540AAB, Tier 3 certified; driving a 250-kW emergency electrical generator | 1 | 0 | 0 | 0 | 1 | Diesel | 250 | 464 | 250 | 2022-04-21 | 9.20 | 2022-04-21 | 13.30 | 4.1 | 1025 | 0.9311 | 32.6596 | -117.1554 | 1 | street_center |  | Silver Strand Blvd |  |  | Coronado | CA | San Diego County | 92118 | US | TIGER/LineÂ® dataset from the US Census Bureau
APCD2005-PTO-960944 | Active | 2009-07-31 | [34W] Registered Engine (Rule 12) | Pacific Bell | Paul Weiss | 146 S Broadway Escondido, CA | 92025 | D | EMERGENCY STANDBY ENGINE: MFR: CATERPILLAR, MODEL: 3512, S/N: 24Z07512, 1482HP TURBOCHARGED AND AFTER COOLED. FUEL: DIESEL (Engine #1) | 1 | 0 | 0 | 0 | 1 | Diesel |  | 1482 | 1105.1274 | 2021-12-31 | 440.90 | 2022-02-01 | 455.80 | 14.9 | 16466.3983 | 14.958 | 33.1213 | -117.0811 | 1 | range_interpolation | 146 | S Broadway |  |  | Escondido | CA | San Diego County | 92025 | US | TIGER/LineÂ® dataset from the US Census Bureau
APCD2005-PTO-961224 | Active | 2009-07-31 | [34W] Registered Engine (Rule 12) | Hologic | Jerome Hannah | 10210 Genetic Center Dr San Diego, CA | 92121 | G | EMERGENCY STANDBY ENGINE: DETROIT DIESEL MODEL 12V-71TA, S/N: WA-506761-1196750 BHP. (961224-CCN-3/98) 17 CCR 93115 SJE 12/05 | 1 | 0 | 0 | 0 | 1 | Diesel |  | Unknown | Unknown | 2021-12-02 | 446.60 | 2021-12-02 | 472.70 | 26.1 | #VALUE! | 0 | 32.9055 | -117.1832 | 1 | rooftop | 10210 | Genetic Center Dr |  |  | San Diego | CA | San Diego County | 92121 | US | San Diego Geographic Information Source - JPA
APCD2005-PTO-961304 | Active | 2009-07-31 | [34W] Registered Engine (Rule 12) | Pacific Bell | Facility Manager | 2175 Camino Vida Roble Carlsbad, CA | 92009 | E | EMERGENCY STANDBY ENGINE; CAT DIESEL ENGINE MODEL 3508-DITA, 1098HP, S/N: 23Z06826 TURBOCHARGE AND AFTERCOOL APPL# 961304 EFH 02/99 17 CCR 93115 SJE 12/05 | 1 | 0 | 0 | 0 | 1 | Diesel |  | 1098 | 818.7786 | [5 empty] | 0 | 0 | 33.1185 | -117.2728 | 0.85 | nearest_rooftop_match | 2225 | Camino Vida Roble |  |  | Carlsbad | CA | San Diego County | 92011 | US | San Diego Geographic Information Source - JPA
APCD2005-PTO-961534 | Active | 2009-07-31 | [34W] Registered Engine (Rule 12) | Sea World San Diego | Steve Melanese | 500 Sea World Dr San Diego, CA | 92109 | I | EMERGENCY STANDBY ENGINE: DETROIT DIESEL ENGINE MODEL T4.236, S/N 386830, 97 BHP, DIESEL FUELED. (961534-CCN-3/98) (17CCR93115) SJE 11/05 | 1 | 0 | 0 | 0 | 1 | Diesel |  | 97 | 72.3329 | [5 empty] | 0 | 0 | 32.7611 | -117.2219 | 1 | range_interpolation | 500 | Sea World Dr |  |  | San Diego | CA | San Diego County | 92109 | US | TIGER/LineÂ® dataset from the US Census Bureau
APCD2005-PTO-961754 | Active | 2009-07-31 | [34W] Registered Engine (Rule 12) | MCI | Owner Manager | 8806 Complex Drive San Diego, CA | 92123 | J | EMERGENCY ENGINE: CATERPILLAR, ENGINE MODEL 3516-DITA, DIESEL FIRED, 2168 BHP, S/N 25z05544, DRIVING AN ELECTRIC GENERATOR MODEL SR-41B. (961754 ALC 02/2000) 17CCR93115 SJE11/05 | 1 | 0 | 0 | 0 | 1 | Diesel |  | 2168 | 1616.6776 | 2022-01-01 | 347.00 | 2022-01-01 | 354.00 | 7 | 11316.7432 | 10.28 | 32.8307 | -117.1373 | 1 | rooftop | 8806 | Complex Dr |  |  | San Diego | CA | San Diego County | 92123 | US | San Diego Geographic Information Source - JPA
APCD2005-PTO-961810 | Active | 2009-07-31 | [34W] Registered Engine (Rule 12) | SD CO Water Authority | General Manager | 3775 Silverleaf Ln Vista, CA | 92084 | B | ONE (1) EMERGENCY ENGINE GENERATOR: CUMMINS DIESEL ENGINE, MODEL 4B3.9-G, S/N 45361037, 68 HP, DRIVING A 35 KW ONAN GENERATOR. APPL# 961810 EFH 03/98 17CCR93115 SJE11/05 (ATCM DATA: S/N 11503533) | 1 | 0 | 0 | 0 | 1 | Diesel | 35 | 68 | 35 | 2021-11-09 | 669.50 | 2021-11-09 | 709.60 | 40.1 | 1403.5 | 1.2749 | 33.2416 | -117.1698 | 1 | rooftop | 3775 | Silverleaf Ln |  |  | Vista | CA | San Diego County | 92084 | US | Sandoval
APCD2005-PTO-961848 | Active | 2009-07-31 | [34W] Registered Engine (Rule 12) | Univision Radio San Diego Inc | Angel Ramos | 600 Broadway W #2150 San Diego, CA | 92101 | N | EMERGENCY STANDBY ENGINE, KOHLER GENERATOR MODEL 100R0ZJ71, S/N: 387682,166 HP. JOHN DEERE DIESEL ENGINE, S/N# CD6059T318222, MODEL 6059TF003, APPL# 961848 EFH 04/99 (982475 1/05)17 CCR 93 115 SJE 12/05 | 1 | 0 | 0 | 0 | 1 | Diesel |  | 166 | 123.7862 | 2021-12-01 | 554.60 | 2022-03-28 | 579.50 | 24.9 | 3082.2764 | 2.7999 | 32.7159 | -117.1593 | 1 | range_interpolation | 600 | Broadway | Ste | 2150 | San Diego | CA | San Diego County | 92101 | US | TIGER/LineÂ® dataset from the US Census Bureau
APCD2005-PTO-961880 | Active | 2009-07-31 | [34W] Registered Engine (Rule 12) | Four Seasons Resort Aviara | Ron Parker | 7100 Aviara Resort Drive Carlsbad, CA | 92011 | E | EMERGENCY GENSET, 947 HP DETROIT DIESEL MODEL 12V-92TA DIESEL ENGINE, UNIT NUMBER 12FV0054195.0.7A. 1/98 GDS 961880 17 CCR 93 115 SJE 12/05 | 1 | 0 | 0 | 0 | 1 | Diesel |  | 947 | 706.1779 | 2022-01-01 | 57.50 | 2022-01-01 | 57.60 | 0.1 | 70.6178 | 0.064149 | 33.1031 | -117.2895 | 1 | rooftop | 7100 | Aviara Dr |  |  | Carlsbad | CA | San Diego County | 92011 | US | San Diego Geographic Information Source - JPA
APCD2005-PTO-961940 | Active | 2009-07-31 | [34W] Registered Engine (Rule 12) | San Diego State University | Lilly Sabet | 5500 Campanile Dr San Diego, CA | 92182 | K | EMERGENCY ENGINE GENERATOR, 896 HP CATERPILLAR MODEL 3412 DITA DIESEL ENGINE, S/N: 81Z20989, TURBOCHARGED, AFTERCOOLED. LOCATED AT NORTH LIFE SCIENCE. 961940 GDS 2/98 17 CCR 93 115 SJE 10/05 | 1 | 0 | 0 | 0 | 1 | Diesel |  | 896 | 668.1472 | 2021-10-21 | 301.00 | 2021-10-21 | 306.00 | 5 | 3340.736 | 3.0347 | 32.7721 | -117.0725 | 1 | rooftop | 5500 | Campanile Dr |  |  | San Diego | CA | San Diego County | 92182 | US | San Diego Geographic Information Source - JPA
APCD2005-PTO-961965 | Active | 2009-07-31 | [34W] Registered Engine (Rule 12) | OCEANSIDE CITY OF WATER UTIL PILGRIM CRK LIFT STA | Lori Rigby | 855 DOUGLAS DR OCEANSIDE, CA | 92058 | A | EMERGENCY STANDBY ENGINE: CUMMINS MODEL NT855G4, ENGINE NUMBER 11503533, 375 BHP, DIESEL FUELED. (961965-CCN-2/98) 17CCR93115 SJE 11/05 | 1 | 0 | 0 | 0 | 1 | Diesel |  | 375 | 279.6375 | 2021-05-12 | 95.50 | 2021-05-12 | 98.50 | 3 | 838.9125 | 0.76206 | 33.2504 | -117.3229 | 1 | range_interpolation | 855 | Douglas Dr |  |  | Oceanside | CA | San Diego County | 92058 | US | TIGER/LineÂ® dataset from the US Census Bureau
APCD2005-PTO-961967 | Active | 2009-07-31 | [34W] Registered Engine (Rule 12) | Oceanside City Of | Lori Rigby | 110 Jones Road (Roymar) Oceanside, CA | 92058 | A | ONE (1) EMERGENCY ENGINE GENERATOR: DETROIT DIESEL ENGINE, DIESEL FIRED, MODEL 10226780637405, 420 BHP, S/N 6VF216178, DRIVING A 250KW KOHLER GENERATOR. APPL # 961967 EFH 3/98 17CCR93115 SJE10/05 | 1 | 0 | 0 | 0 | 1 | Diesel | 250 | 420 | 250 | 2021-05-12 | 238.80 | 2021-05-12 | 242.00 | 3.2 | 800 | 0.72671 | 33.2109 | -117.3538 | 1 | range_interpolation | 110 | Jones Rd |  |  | Oceanside | CA | San Diego County | 92058 | US | TIGER/LineÂ® dataset from the US Census Bureau
APCD2005-PTO-961969 | Active | 2009-07-31 | [34W] Registered Engine (Rule 12) | Oceanside City of Water Util Southridge Lift Sta | Facility Manager | 4900 Cannon Rd Oceanside, CA | 92056 | C | EMERGENCY STANDBY ENGINE: CUMMINS MODEL 6CT-8.3, S/N 44223502, 207 BHP, DIESEL FUELED. (961969-CCN-2/98) 17CCR93115 SJE 11/05 | 1 | 0 | 0 | 0 | 1 | Diesel |  | 207 | 154.3599 | [5 empty] | 0 | 0 | 33.1667 | -117.2671 | 0.7 | street_center |  | Cannon Rd |  |  | Oceanside | CA | San Diego County | 92056 | US | TIGER/LineÂ® dataset from the US Census Bureau
APCD2005-PTO-961993 | Active | 2009-07-31 | [34W] Registered Engine (Rule 12) | Oceanside City Of Water Utilities DEP SLRWWTP | General Manager | 3950 River Rd N Oceanside, CA | 92058 | A | EMERGENCY STANDBY ENGINE: CATERPILLAR MODEL 3208, S/N: 30A03265, 269 BHP, DIESEL FUELED. FOR LIFT STATION AT 3930 N RIVER RD (961993-CCN-2/98) 17 CCR 93115 SJE 11/05 | 1 | 0 | 0 | 0 | 1 | Diesel |  | 269 | 200.5933 | 2021-05-11 | 226.30 | 2021-05-11 | 228.70 | 2.4 | 481.4239 | 0.43732 | 33.2485 | -117.3315 | 0.9 | rooftop | 3950 | N River Rd |  |  | Oceanside | CA | San Diego County | 92058 | US | San Diego Geographic Information Source - JPA
APCD2005-PTO-962058 | Active | 2009-07-31 | [34W] Registered Engine (Rule 12) | City of SD Police Dept | Roy Kirby | 9225 Aero Dr San Diego, CA | 92123 | J | EMERGENCY STANDBY ENGINE, CATERPILLAR MODEL 3406B DIESEL FIRED, S/N 2WBO4595, 333 HP, GENERATOR, 313 KVA, 250 KW. GDS 1/21/97 APP NO 96205817CCR93115SJE11/05 | 1 | 0 | 0 | 0 | 1 | Diesel | 250 | 333 | 250 | 2021-12-31 | 239.00 | 2022-05-16 | 252.00 | 13 | 3250 | 2.9523 | 32.8097 | -117.1313 | 1 | range_interpolation | 9225 | Aero Dr |  |  | San Diego | CA | San Diego County | 92123 | US | TIGER/LineÂ® dataset from the US Census Bureau
APCD2005-PTO-970156 | Active | 2009-07-31 | [34W] Registered Engine (Rule 12) | Google Inc | Joe Clark | 6420 Sequence Dr San Diego, CA | 92121 | G | EMERGENCY ENGINE: DETROIT DIESEL, MODEL 8V-92TA, DIESEL FIRED, 568 BHP, S/N 8083-7405, DRIVING A KOHLER MOEL #350 ROZD ELECTRIC GENERATOR. 02/98ALC970156 17CCR93115 SJE12/05 | 1 | 0 | 0 | 0 | 1 | Diesel |  | 568 | 423.5576 | 2021-12-22 | 119.40 | 2021-12-22 | 125.40 | 6 | 2541.3456 | 2.3085 | 32.9097 | -117.1817 | 1 | rooftop | 6420 | Sequence Dr |  |  | San Diego | CA | San Diego County | 92121 | US | San Diego Geographic Information Source - JPA
APCD2005-PTO-970157 | Active | 2009-07-31 | [34W] Registered Engine (Rule 12) | ARRIS Group Inc | Susan Schwartz | 6450 Sequence Drive San Diego, CA | 92121 | G | EMERGENCY ENGINE: DETROIT DIESEL, MODEL 16V-92TA, DIESEL FIRED, 1170 BHP, S/N 8163-7406, DRIVING A KOHLER MODEL #750 ROED ELECTRIC GENERATOR. 02/98ALC970157 17CCR93115 SJE12/05 | 1 | 0 | 0 | 0 | 1 | Diesel |  | 1170 | 872.469 | 2021-12-22 | 224.50 | 2021-12-22 | 231.00 | 6.5 | 5671.0485 | 5.1515 | 32.91 | -117.1806 | 1 | rooftop | 6450 | Sequence Dr |  |  | San Diego | CA | San Diego County | 92121 | US | San Diego Geographic Information Source - JPA
APCD2005-PTO-970240 | Active | 2009-07-31 | [34W] Registered Engine (Rule 12) | Sweetwater Authority Water District | Facility Manager | 325 Surrey Dr Bonita, CA | 91902 | Q | EMERGENCY ENGINE GENERATOR: 305 HORSEPOWER CATERPILLAR DIESEL ENGINE MODEL 3406DI, SERIAL NUMBER 90U15348, WITH A CATERPILLAR MODEL SR4 210 KW GENERATOR. 970240 GDS 12/99 17CCR93115 SJE11/05 | 1 | 0 | 0 | 0 | 1 | Diesel | 210 | 305 | 210 | [5 empty] | 0 | 0 | 32.6524 | -117.0361 | 1 | range_interpolation | 325 | Surrey Dr |  |  | Bonita | CA | San Diego County | 91902 | US | TIGER/LineÂ® dataset from the US Census Bureau
APCD2005-PTO-970242 | Active | 2009-07-31 | [34W] Registered Engine (Rule 12) | Sweetwater Authority Water District | Facility Manager | 827 1/2 Wiler Dr Chula Vista, CA | 91910 | Q | EMERGENCY ENGINE GENERATOR: 120 HORSEPOWER CATERPILLAR DIESEL ENGINE MODEL 3304, SERIAL NUMBER 04B22721, WITH A CATERPILLAR MODEL SR4 80 KW GENERATOR. 970242 GDS 12/99 17CCR93115 SJE11/05 | 1 | 0 | 0 | 0 | 1 | Diesel | 80 | 120 | 80 | [5 empty] | 0 | 0 | 32.6328 | -117.038 | 1 | rooftop | 827.5 | Wiler Dr |  |  | Chula Vista | CA | San Diego County | 91910 | US | Base data from San Diego Geographic Information Source - JPA with changes from Geocodio
APCD2005-PTO-970245 | Active | 2009-07-31 | [34W] Registered Engine (Rule 12) | Sweetwater Authority Water Dist | Chief Pump Operations | 3410 Randy LN Chula Vista, CA | 91910 | Q | EMERGENCY ENGINE GENERATOR: 121 HORSEPOWER CATERPILLAR DIESEL ENGINE MODEL 3304DI, SERIAL NUMBER 83Z02020, WITH A CATERPILLAR MODEL SR4 75 KW GENERATOR. (970245 GDS Dec 1999 17CCR 93115 SJE Nov 2005) | 1 | 0 | 0 | 0 | 1 | Diesel | 75 | 121 | 75 | 2021-10-22 | 595.40 | 2021-10-22 | 600.40 | 5 | 375 | 0.34065 | 32.6501 | -117.049 | 1 | rooftop | 3410 | Randy Ln |  |  | Chula Vista | CA | San Diego County | 91910 | US | San Diego Geographic Information Source - JPA
APCD2005-PTO-970246 | Active | 2009-07-31 | [34W] Registered Engine (Rule 12) | Sweetwater Authority Water District | Facility Manager | 4570 Paseo de la Vista Bonita, CA | 91902 | Q | EMERGENCY ENGINE GENERATOR: 306 HORSEPOWER CATERPILLAR DIESEL ENGINE MODEL 3306B, SERIAL NUMBER 85Z03197, WITH A CATERPILLAR MODEL SR4 200 KW GENERATOR. (970246 GDS Dec 1999 17CCR93115 S.J.Eden Nov 2005) | 1 | 0 | 0 | 0 | 1 | Diesel | 200 | 306 | 200 | 2021-09-08 | 1113.40 | 2021-10-22 | 1113.40 | 0 | 0 | 0 | 32.6736 | -117.0359 | 1 | rooftop | 4570 | Paseo De La Vis |  |  | Bonita | CA | San Diego County | 91902 | US | San Diego Geographic Information Source - JPA
APCD2005-PTO-970384 | Active | 2009-07-31 | [34W] Registered Engine (Rule 12) | Oceanside City of | General Manager | 4801 River Rd N Oceanside, CA | 92058 | A | EMERGENCY STANDBY ENGINE: CUMMINS DIESEL ENGINE, MODEL NTA855-G3, S/N 30359690, RATED AT 535 BHP, DRIVING A 350 KW GENERATOR. (970384-CCN-10/04) 17CCR93115 SJE11/05 | 1 | 0 | 0 | 0 | 1 | Diesel | 350 | 535 | 350 | 2021-05-12 | 330.50 | 2021-05-12 | 333.10 | 2.6 | 910 | 0.82664 | 33.2474 | -117.3035 | 0.9 | range_interpolation | 4801 | N River Rd |  |  | Oceanside | CA | San Diego County | 92057 | US | TIGER/LineÂ® dataset from the US Census Bureau
APCD2005-PTO-970555 | Active | 2009-07-31 | [34W] Registered Engine (Rule 12) | San Diego State University | Lilly Sabet | 5500 Campanile Dr San Diego, CA | 92182 | K | EMERGENCY ENGINE GENERATOR, 830 HP DETROIT DIESEL MODEL 12V-92TA DIESEL ENGINE, S/N: 12VF012785. TURBOCHARGED, AFTERCOOLED. LOCATED AT SOUTH LIFE SCIENCE. 970555 GDS 2/98 17 CCR 93 115 SJE 10/05 | 1 | 0 | 0 | 0 | 1 | Diesel |  | 830 | 618.931 | 2021-10-21 | 280.90 | 2021-10-21 | 286.00 | 5.1 | 3156.5481 | 2.8674 | 32.7721 | -117.0725 | 1 | rooftop | 5500 | Campanile Dr |  |  | San Diego | CA | San Diego County | 92182 | US | San Diego Geographic Information Source - JPA
APCD2005-PTO-970630 | Active | 2009-07-31 | [34W] Registered Engine (Rule 12) | Pharmingen | Health & Safety Associate | 10975 Torreyana Rd San Diego, CA | 92121 | G | EMERGENCY ENGINE GENERATOR SET, STAMFORD DIESEL ENGINE, MODEL160 HP, S/N: K950591940, DRIVING A 105 KW GENERATOR. 970630 EFH 02/98 17 CCR 93 115 SJE 11/05 | 1 | 0 | 0 | 0 | 1 | Diesel | 105 | 160 | 105 | 2021-12-21 | 106.30 | 2022-01-20 | 124.80 | 18.5 | 1942.5 | 1.7646 | 32.9038 | -117.2377 | 1 | rooftop | 10975 | Torreyana Rd |  |  | San Diego | CA | San Diego County | 92121 | US | San Diego Geographic Information Source - JPA
APCD2005-PTO-970664 | Active | 2009-07-31 | [34H] California Certified Emergency Standby Engine | USMC Base Military Support | AC/S Environmental Security | Building 1139 Camp Pendleton, CA | 92055 | A | Emergency diesel engine: John Deere, Model 6068HFG85, S/N PE6068N014919; Model Year 2020; Engine Family LJDXL13.5103; Tier 3 certified; 315 bhp rated; driving a 200 kW emergency electrical generator. Functional Group: Military Support (S). | 1 | 0 | 0 | 0 | 1 | Diesel | 200 | 315 | 200 | [5 empty] | 0 | 0 | 33.3877 | -117.4448 | 0.5 | place |  |  |  |  | Camp Pendleton | CA | San Diego County | 92055 | US | TIGER/LineÂ® dataset from the US Census Bureau
APCD2005-PTO-970740 | Active | 2009-07-31 | [34W] Registered Engine (Rule 12) | Pacific Bell Pala | Network Mgr Paul Weiss | 15056 Hwy 76 Pauma Valley, CA | 92061 | B | ONE (1) EMERGENCY ENGINE GENERATOR: JOHN DEERE ENGINE, MODEL 4045TF250, 113HP DIESEL FIRED, S/N: T04045T730073 FOR A 54 KW GENERATOR 970740 EFH 03/98 17CCR93115 SJE 12/05 | 1 | 0 | 0 | 0 | 1 | Diesel | 54 | 113 | 54 | 2022-04-18 | 772.70 | 2022-04-18 | 777.70 | 5 | 270 | 0.24527 | 33.3346 | -117.0043 | 1 | range_interpolation | 15056 | Hwy 76 |  |  | Pauma Valley | CA | San Diego County | 92061 | US | TIGER/LineÂ® dataset from the US Census Bureau
APCD2005-PTO-970749 | Active | 2009-07-31 | [34W] Registered Engine (Rule 12) | Drawbridge Via Del Campo, LLC | Donald Miller | 16710 Via Del Campo Ct San Diego, CA | 92127 | F | EMERGENCY ELECTRICITY ENGINE: DETROIT DIESEL, MODEL 24VA001714, S/N 291657,1550 HP, DRIVING A KOHLER MODEL 900ROZD GENERATOR. 17CCR93115SJE12/05 | 1 | 0 | 0 | 0 | 1 | Diesel |  | 1550 | 1155.835 | 2021-11-03 | 172.60 | 2021-11-03 | 175.80 | 3.2 | 3698.672 | 3.3598 | 33.0173 | -117.097 | 1 | rooftop | 16710 | Via Del Campo Ct |  |  | San Diego | CA | San Diego County | 92127 | US | Sandoval
APCD2005-PTO-970797 | Active | 2009-07-31 | [34W] Registered Engine (Rule 12) | Vallecitos Water District | Facility Manager | 1495 Via Entrada Del Lago San Marcos, CA | 92078 | E | EMERGENCY DIESEL ENGINE GENERATOR SET 345 BHP, MFR: ONAN, MODEL 250DFAC,DRIVING A 250 KW GENERATOR. CUMMINS DIESEL ENGINE #34845878, MODEL LTA-10G1. 1-97970797 EFH 09/98 17CCR93115 SJE11/05 | 1 | 0 | 0 | 0 | 1 | Diesel | 250 | 345 | 250 | 2022-01-01 | 271.80 | 2022-01-01 | 272.30 | 0.5 | 125 | 0.11355 | 33.1223 | -117.2113 | 0.9 | nearest_rooftop_match | 1501 | Via Entrada Del Lago |  |  | San Marcos | CA | San Diego County | 92078 | US | San Diego Geographic Information Source - JPA
APCD2005-PTO-970922 | Active | 2009-07-31 | [34W] Registered Engine (Rule 12) | Marine Corps Air Station | Environmental Manager | Camp Pendleton Camp Pendleton, CA | 92055 | A | EMERGENCY STANDBY ENGINE: FORD MODEL LSG-8751-6005-A, S/N 18010-T-08-RH,126 BHP, PROPANE FUELED. (BLDG 23170-EAST). (970922-CCN-2/98) | 0 | 0 | 0 | 1 | 1 | Propane |  | 126 | 93.9582 | 2021-06-22 | 389.40 | 2021-06-22 | 391.10 | 1.7 | 159.7289 | 0.1316 | 33.3877 | -117.4448 | 1 | place |  |  |  |  | Camp Pendleton | CA | San Diego County | 92055 | US | TIGER/LineÂ® dataset from the US Census Bureau
APCD2005-PTO-970923 | Active | 2009-07-31 | [34W] Registered Engine (Rule 12) | Marine Corps Air Station | Environmental Manager | Camp Pendleton Camp Pendleton, CA | 92055 | A | EMERGENCY STANDBY ENGINE: FORD MODEL LSG-8751-6005-A, S/N 18020-T-08-RH, 126 BHP, PROPANE FUELED. (BLDG 23170-WEST). (970923-CCN-2/97) | 0 | 0 | 0 | 1 | 1 | Propane |  | 126 | 93.9582 | 2021-06-22 | 337.70 | 2021-06-22 | 339.30 | 1.6 | 150.3331 | 0.12386 | 33.3877 | -117.4448 | 1 | place |  |  |  |  | Camp Pendleton | CA | San Diego County | 92055 | US | TIGER/LineÂ® dataset from the US Census Bureau
APCD2005-PTO-970967 | Active | 2009-07-31 | [34W] Registered Engine (Rule 12) | San Diego Zoo Global | Mark Logiman | 15500 San Pasqual Valley Road Escondido, CA | 92027 | D | EMERGENCY ENGINE GENERATOR: MFR: CATERPILLAR, MODEL 3304T, S/N 4B21397, 140 HP, FUEL: DIESEL | 1 | 0 | 0 | 0 | 1 | Diesel |  | 140 | 104.398 | 2021-12-31 | 142.40 | 2022-03-10 | 155.80 | 13.4 | 1398.9332 | 1.2708 | 33.1005 | -117.0027 | 1 | rooftop | 15500 | San Pasqual Valley Rd |  |  | Escondido | CA | San Diego County | 92027 | US | San Diego Geographic Information Source - JPA
APCD2005-PTO-971021 | Active | 2009-07-31 | [34W] Registered Engine (Rule 12) | USMC Base Navy Sea Ops | Air Quality Section | Building 31904 Camp Pendleton, CA | 92055 | A | EMERGENCY ENGINE: CATERPILLAR, MODEL 3306 DT, DIESEL FIRED, 305 BHP, S/N: 85Z02259, DRIVING AN ELECTRIC GENERATOR, LOCATED IN BLDG. #31904. (03/98 ALC 971021) 17 CCR 93 115 SJE 12/05 | 1 | 0 | 0 | 0 | 1 | Diesel |  | 305 | 227.4385 | [5 empty] | 0 | 0 | 33.3877 | -117.4448 | 0.5 | place |  |  |  |  | Camp Pendleton | CA | San Diego County | 92055 | US | TIGER/LineÂ® dataset from the US Census Bureau
APCD2005-PTO-971026 | Active | 2009-07-31 | [34W] Registered Engine (Rule 12) | Marine Corps Air Station | Environmental Manager | Camp Pendleton Camp Pendleton, CA | 92055 | A | EMERGENCY ENGINE: FORD, MODEL LSG-875IT-6005-E EP39001-A PROPANE FIRED, 116 HP, S/N 02878B-19-RK, DRIVING AN ELECTRIC GENERATOR, BLDG. #2387. (03/98 ALC 971026) | 0 | 0 | 0 | 1 | 1 | Propane |  | 116 | 86.5012 | 2021-06-22 | 241.20 | 2021-06-22 | 241.90 | 0.7 | 60.5508 | 0.049888 | 33.3877 | -117.4448 | 1 | place |  |  |  |  | Camp Pendleton | CA | San Diego County | 92055 | US | TIGER/LineÂ® dataset from the US Census Bureau
APCD2005-PTO-971035 | Active | 2009-07-31 | [34H] California Certified Emergency Standby Engine | USMC Base Public Utilities U02 | Mark Bonsavage | Building 220205 D Ave Camp Pendleton, CA | 92055 | A | Emergency Diesel Engine Generator: Kukje Machinery, Model D3400T-Gen1, S/N TP9J00532; Model Year 2019; Engine Family KKMCL3.41D43; Tier 3 certified; 85 bhp rated; driving a 35 kW emergency electrical generator located in BLDG #220205 | 1 | 0 | 0 | 0 | 1 | Diesel | 35 | 85 | 35 | [5 empty] | 0 | 0 | 33.3877 | -117.4448 | 0.5 | place |  |  |  |  | Camp Pendleton | CA | San Diego County | 92055 | US | TIGER/LineÂ® dataset from the US Census Bureau
APCD2005-PTO-971043 | Active | 2009-07-31 | [34W] Registered Engine (Rule 12) | USMC Base Public Utilities U23 | Air Quality Section | Building 1523 Camp Pendleton, CA | 92055 | A | EMERGENCY DIESEL ENGINE GENERATOR SET: MFR: CATERPILLAR, MODEL: 3208, S/N: #29A01678, 156 BHP, APPL# 971043, EFH 04/98, 17 CCR 93115 SJE 12/05 (BLDG. 1523) | 1 | 0 | 0 | 0 | 1 | Diesel |  | 156 | 116.3292 | [5 empty] | 0 | 0 | 33.3877 | -117.4448 | 0.5 | place |  |  |  |  | Camp Pendleton | CA | San Diego County | 92055 | US | TIGER/LineÂ® dataset from the US Census Bureau
APCD2005-PTO-971044 | Active | 2009-07-31 | [34W] Registered Engine (Rule 12) | USMC Base Personnel Amenities P02 | Commanding General | Building 11035 Camp Pendleton, CA | 92055 | A | ONE (1) EMERGENCY DIESEL ENGINE, JOHN DEERE MODEL 4239 TF001, 90 BHP, ENGINE S/N: TO4239T147380, POWERING A GENERATOR AT A SEWAGE LIFT STATION (AT BLDG 11035). APPL# 971044 EFH 04/98 17 CCR 93 115 SJE 12/05 | 1 | 0 | 0 | 0 | 1 | Diesel |  | 90 | 67.113 | [5 empty] | 0 | 0 | 33.3877 | -117.4448 | 0.5 | place |  |  |  |  | Camp Pendleton | CA | San Diego County | 92055 | US | TIGER/LineÂ® dataset from the US Census Bureau
APCD2005-PTO-971046 | Active | 2009-07-31 | [34H] California Certified Emergency Standby Engine | United States Marine Corps | Mark Bonsavage | Bldg 24100 Powder Magazine Rd Camp Pendleton, CA | 92055 | A | Emergency Diesel Engine Generator: FPT, Model F4HE9685A*J, 279 BHP, S/N J102-01512445, Engine Family HFPXL06.7DGS, Tier 3 certified; driving a 150-kW Generac SD150 emergency electrical generator. | 1 | 0 | 0 | 0 | 1 | Diesel | 150 | 279 | 150 | [5 empty] | 0 | 0 | 33.3026 | -117.3403 | 0.7 | street_center |  | Powder Magazine Rd |  |  | Camp Pendleton | CA | San Diego County | 92055 | US | TIGER/LineÂ® dataset from the US Census Bureau
APCD2005-PTO-971049 | Active | 2009-07-31 | [34H] California Certified Emergency Standby Engine | USMC Base Public Utilities U05 | Air Quality Section | Building 310228 Camp Pendleton, CA | 92055 | A | Emergency Diesel Engine Generator: Generac, Model SD130 rated at 198 bhp, S/N 3001856672, Engine Family: HFPXL06.7DGB, EPA Tier 3 certified engine; driving a 130-kW emergency electrical generator. Engine S/N 01507548, Model F4GE9685A*J602. | 1 | 0 | 0 | 0 | 1 | Diesel | 130 | 198 | 130 | [5 empty] | 0 | 0 | 33.3877 | -117.4448 | 0.5 | place |  |  |  |  | Camp Pendleton | CA | San Diego County | 92055 | US | TIGER/LineÂ® dataset from the US Census Bureau
APCD2005-PTO-971052 | Active | 2009-07-31 | [34W] Registered Engine (Rule 12) | USMC Base Public Utilities U09 | Air Quality Section | Building 33831 Camp Pendleton, CA | 92055 | A | EMERGENCY STANDBY ENGINE, JOHN MODEL 6076TF010, S/N RG6076T158624, 290 BHP, GENERATOR KOHLER MODEL 125OZJ71, S/N 281708. (BLDG 33831) APPL 971052 EFH 06/98 17CCR93115 SJE12/05 | 0 | 0 | 0 | 0 | 0 | Unknown |  | 290 | 216.253 | [5 empty] | 0 | 0 | 33.3877 | -117.4448 | 0.5 | place |  |  |  |  | Camp Pendleton | CA | San Diego County | 92055 | US | TIGER/LineÂ® dataset from the US Census Bureau
APCD2005-PTO-971053 | Active | 2009-07-31 | [34H] California Certified Emergency Standby Engine | USMC Base Public Utilities U08 | Mark Bonsavage | Building 32912 Camp Pendleton, CA | 92055 | A | Emergency Diesel Engine Generator: John Deere, Model 6090HF484, 385 BHP, S/N RG6090L135978, Engine Family HJDXL09.0114, Tier 3 certified; driving a 250-kW emergency electrical generator. | 1 | 0 | 0 | 0 | 1 | Diesel | 250 | 385 | 250 | [5 empty] | 0 | 0 | 33.3877 | -117.4448 | 0.5 | place |  |  |  |  | Camp Pendleton | CA | San Diego County | 92055 | US | TIGER/LineÂ® dataset from the US Census Bureau
APCD2005-PTO-971055 | Active | 2009-07-31 | [34H] California Certified Emergency Standby Engine | USMC Base Public Utilities U13 | Steve Leather | Building 43832 / WWTP#9 Camp Pendleton, CA | 92055 | A | Emergency Diesel Engine Generator: Generac, Model D3400T-Gen1, 85 BHP, S/N TP9G00428, Engine Family GKMCL3.41D43, Tier 3 certified; driving a 50-kW emergency electrical generator. Building 43832 / WWTP#9. | 1 | 0 | 0 | 0 | 1 | Diesel | 50 | 85 | 50 | [5 empty] | 0 | 0 | 33.3877 | -117.4448 | 0.5 | place |  |  |  |  | Camp Pendleton | CA | San Diego County | 92055 | US | TIGER/LineÂ® dataset from the US Census Bureau
APCD2005-PTO-971056 | Active | 2009-07-31 | [34W] Registered Engine (Rule 12) | USMC Base Public Safety SA04 | Air Quality Section | Building 430601 Camp Pendleton, CA | 92055 | A | ONE (1) EMERGENCY DIESEL ENGINE/FIRE PUMP, CUMMINS MODEL 6BTA-5.9 CU FT, 244 HP S/N: 44498942. (BLDG 430601) APPL# 971056 EFH 04/98 17CCR93115 SJE12/05 | 1 | 0 | 0 | 0 | 1 | Diesel |  | 244 | 181.9508 | [5 empty] | 0 | 0 | 33.3877 | -117.4448 | 0.5 | place |  |  |  |  | Camp Pendleton | CA | San Diego County | 92055 | US | TIGER/LineÂ® dataset from the US Census Bureau
APCD2005-PTO-971057 | Active | 2009-07-31 | [34H] California Certified Emergency Standby Engine | USMC Base Public Safety SA06 | Eugena Anderson | Building 12074 Camp Pendleton, CA | 92055 | A | Emergency Diesel Engine: John Deere, Model 6068HFC28, 175 BHP, S/N PE6068L281228, Model Year 2016, Tier 3 Certified, Engine Family No. GJDXL6.8120, driving a fire pump. | 1 | 0 | 0 | 0 | 1 | Diesel |  | 175 | 130.4975 | [5 empty] | 0 | 0 | 33.3877 | -117.4448 | 0.5 | place |  |  |  |  | Camp Pendleton | CA | San Diego County | 92055 | US | TIGER/LineÂ® dataset from the US Census Bureau
APCD2005-PTO-971058 | Active | 2009-07-31 | [34W] Registered Engine (Rule 12) | USMC Base Public Health H02 | Air Quality Section | Building 27137 Camp Pendleton, CA | 92055 | A | ONE (1) EMERGENCY DIESEL ENGINE/FIRE PUMP, CAT MODEL 3208, 146 BHP, TURBO-CHARGED, S/N 03Z10016 (BLDG 27137) APPL# 911080 EFH 04/98 17CCR93115 SJE12/05 | 1 | 0 | 0 | 0 | 1 | Diesel |  | 146 | 108.8722 | [5 empty] | 0 | 0 | 33.3877 | -117.4448 | 0.5 | place |  |  |  |  | Camp Pendleton | CA | San Diego County | 92055 | US | TIGER/LineÂ® dataset from the US Census Bureau
APCD2005-PTO-971060 | Active | 2009-07-31 | [34H] California Certified Emergency Standby Engine | USMC Base Military Support | AC/S Environmental Security | Building 1160 Camp Pendleton, CA | 92055 | A | Emergency Engine Generator: Cummins Diesel Engine, Model QSB7-NR3, rated at 324 hp, Model Year 2012, S/N 73420799, EPA Tier 3 Certified Engine, Family Number CCEXL0409AAD, turbocharged and aftercooled driving a 200 kW Electrical Generator. (Building 1160S2) | 1 | 0 | 0 | 0 | 1 | Diesel | 200 | 324 | 200 | [5 empty] | 0 | 0 | 33.3877 | -117.4448 | 0.5 | place |  |  |  |  | Camp Pendleton | CA | San Diego County | 92055 | US | TIGER/LineÂ® dataset from the US Census Bureau
APCD2005-PTO-971062 | Active | 2009-07-31 | [34H] California Certified Emergency Standby Engine | USMC Base Public Utilities U16 | Air Quality Section | Building 61513 Camp Pendleton, CA | 92055 | A | Emergency Diesel Engine Generator: FPT Industrial, Model F3BE9685A*E, S/N E003-267693; Model Year 2019; Engine Family KFPXL12.9IGR; Tier 3 certified; 530 bhp rated; driving a 350 kW emergency electrical generator. | 1 | 0 | 0 | 0 | 1 | Diesel | 350 | 530 | 350 | [5 empty] | 0 | 0 | 33.3877 | -117.4448 | 0.5 | place |  |  |  |  | Camp Pendleton | CA | San Diego County | 92055 | US | TIGER/LineÂ® dataset from the US Census Bureau
APCD2005-PTO-971064 | Active | 2009-07-31 | [34H] California Certified Emergency Standby Engine | United States Marine Corps | Mark Bonsavage | Bldg 22035 Vandergrift Blvd Camp Pendleton, CA | 92055 | A | Emergency Diesel Engine Generator: FPT (Generac), Model F4GE9685A*J (SD100), 198 BHP, S/N F4GE9685A*J602, Engine Family JFPXL06.7DGB, Tier 3 certified; driving a 100-kW emergency electrical generator. | 1 | 0 | 0 | 0 | 1 | Diesel | 100 | 198 | 100 | [5 empty] | 0 | 0 | 33.3877 | -117.4448 | 0.5 | place |  |  |  |  | Camp Pendleton | CA | San Diego County | 92055 | US | TIGER/LineÂ® dataset from the US Census Bureau
APCD2005-PTO-971065 | Active | 2009-07-31 | [34H] California Certified Emergency Standby Engine | United States Marine Corps | Mark Bonsavage | Bldg 14179 Deluz Rd Camp Pendleton, CA | 92055 | A | Emergency Diesel Engine Generator: Generac, Model D3400T-Gen1, S/N TP9J01118; Model Year 2019; Engine Family KKMCL3.41D43; Tier 3 certified; 85 bhp rated; driving a 50 kW emergency electrical generator. | 1 | 0 | 0 | 0 | 1 | Diesel | 50 | 85 | 50 | [5 empty] | 0 | 0 | 33.3877 | -117.4448 | 0.5 | place |  |  |  |  | Camp Pendleton | CA | San Diego County | 92055 | US | TIGER/LineÂ® dataset from the US Census Bureau
APCD2005-PTO-971069 | Active | 2009-07-31 | [34W] Registered Engine (Rule 12) | USMC Base Personnel Ammenities P03 | Air Quality Section | Building 20850 Camp Pendleton, CA | 92055 | A | EMERGENCY STANDBY ENGINE: CUMMINS MODEL 4B3.9-G2, S/N 45730832, 68 HP, TURBOCHARGED AND AFTERCOOLED, DIESEL FIRED, ONAN GEN MODEL 35DGBB (35KW) FAMILY: WCEXL0239AAA. (BLDG 20850)(971069-CCN-4/98), (972399 EFH 1/99) 17CCR93115 SJE 12/05 | 1 | 0 | 0 | 0 | 1 | Diesel | 35 | 68 | 35 | [5 empty] | 0 | 0 | 33.3877 | -117.4448 | 0.5 | place |  |  |  |  | Camp Pendleton | CA | San Diego County | 92055 | US | TIGER/LineÂ® dataset from the US Census Bureau
APCD2005-PTO-971071 | Active | 2009-07-31 | [34H] California Certified Emergency Standby Engine | USMC Base Public Utilities U09 | Air Quality Section | Building 330216 Camp Pendleton, CA | 92055 | A | Emergency Diesel Engine Generator: Generac, Model D3400T-Gen1, S/N TP9J00531; Model Year 2019; Engine Family KKMCL3.41D43; Tier 3 certified; 85 bhp rated; driving a 35 kW emergency electrical generator. | 1 | 0 | 0 | 0 | 1 | Diesel | 35 | 85 | 35 | [5 empty] | 0 | 0 | 33.3877 | -117.4448 | 0.5 | place |  |  |  |  | Camp Pendleton | CA | San Diego County | 92055 | US | TIGER/LineÂ® dataset from the US Census Bureau
APCD2005-PTO-971074 | Active | 2009-07-31 | [34H] California Certified Emergency Standby Engine | Marine Corps Air Station-Camp Pendleton | Environmental Manager | MCB Camp Pendleton B2399 and B23100 Camp Pendleton, CA | 92055 | A | Emergency Diesel Engine Generator: Caterpillar, Model C13, 621 BHP, S/N PW301115, Engine Family LCPXL12.5NYS, Tier 3 certified; driving a 350-kW emergency electrical generator; vented to a vertical stack, 9a?? diameter, 10.5a?? height. | 1 | 0 | 0 | 0 | 1 | Diesel | 350 | 621 | 350 | 2021-06-22 | 0.00 | 2021-06-22 | 3.00 | 3 | 1050 | 0.95381 | 33.3877 | -117.4448 | 1 | place |  |  |  |  | Camp Pendleton | CA | San Diego County | 92055 | US | TIGER/LineÂ® dataset from the US Census Bureau
APCD2005-PTO-971088 | Active | 2009-07-31 | [34W] Registered Engine (Rule 12) | San Diego State University | Lilly Sabet | 5500 Campanile Dr San Diego, CA | 92182 | K | EMERGENCY ENGINE GENERATOR, 233 HP CATERPILLAR MODEL 3208 DIESEL ENGINE S/N: 3OA00786, TURBOCHARGED. ENGINE LOCATED AT A-LOT. 971088 GDS 3/98 17 CCR 93115 SJE 10/05 | 1 | 0 | 0 | 0 | 1 | Diesel |  | 233 | 173.7481 | 2021-10-26 | 34.50 | 2021-10-26 | 44.40 | 9.9 | 1720.1062 | 1.5625 | 32.7721 | -117.0725 | 1 | rooftop | 5500 | Campanile Dr |  |  | San Diego | CA | San Diego County | 92182 | US | San Diego Geographic Information Source - JPA
APCD2005-PTO-971090 | Active | 2009-07-31 | [34W] Registered Engine (Rule 12) | San Diego State University | Lilly Sabet | 5500 Campanile Dr San Diego, CA | 92182 | K | EMERGENCY ENGINE GENERATOR, 449 HP CATERPILLAR MODEL 3406BDI DIESEL ENGINE S/N 4RG01208, TURBOCHARGED. LOCATED AT STUDENT SERVICES EAST. 971090 GDS 3/98 17 CCR 93 115 SJE 10/05 | 1 | 0 | 0 | 0 | 1 | Diesel |  | 449 | 334.8193 | 2021-10-21 | 358.00 | 2021-10-21 | 363.00 | 5 | 1674.0965 | 1.5207 | 32.7721 | -117.0725 | 1 | rooftop | 5500 | Campanile Dr |  |  | San Diego | CA | San Diego County | 92182 | US | San Diego Geographic Information Source - JPA
APCD2005-PTO-971091 | Active | 2009-07-31 | [34W] Registered Engine (Rule 12) | San Diego State University | Lilly Sabet | 5500 Campanile Dr San Diego, CA | 92182 | K | EMERGENCY ENGINE GENERATOR, 423 HP DETROIT DIESEL MODEL 8063-7405 DIESEL ENGINE, TURBOCHARGED. S/N: 06VF192154. LOCATED AT CHAPULTEPEC RESIDENCE HALL. 971091 GDS 3/98 17 CCR 93 115 SJE 10/05 | 1 | 0 | 0 | 0 | 1 | Diesel |  | 423 | 315.4311 | 2021-10-21 | 409.70 | 2021-10-21 | 419.60 | 9.9 | 3122.7679 | 2.8367 | 32.7721 | -117.0725 | 1 | rooftop | 5500 | Campanile Dr |  |  | San Diego | CA | San Diego County | 92182 | US | San Diego Geographic Information Source - JPA
APCD2005-PTO-971093 | Active | 2009-07-31 | [34W] Registered Engine (Rule 12) | San Diego State University | Lilly Sabet | 5500 Campanile Dr San Diego, CA | 92182 | K | EMERGENCY ENGINE GENERATOR, 587 HP CATERPILLAR MODEL 3406B DIESEL ENGINE S/N 4PM00347, TURBOCHARGED, AFTERCOOLED. LOCATED AT EDUCATION AND BUSINESS ADMIN BUILDING. 971093 GDS 2/98 17 CCR 93 115 SJE 10/05 | 1 | 0 | 0 | 0 | 1 | Diesel |  | 587 | 437.7259 | 2021-10-21 | 403.00 | 2021-10-21 | 408.00 | 5 | 2188.6295 | 1.9881 | 32.7721 | -117.0725 | 1 | rooftop | 5500 | Campanile Dr |  |  | San Diego | CA | San Diego County | 92182 | US | San Diego Geographic Information Source - JPA
APCD2005-PTO-971094 | Active | 2009-07-31 | [34W] Registered Engine (Rule 12) | San Diego State University | Lilly Sabet | 5500 Campanile Dr San Diego, CA | 92182 | K | EMERGENCY ENGINE GENERATOR SET: CATERPILLAR ENGINE MODEL 3056, 166 BHP; S/N 7AK02298; OLYMPIAN GENERATOR, 100 KW MODEL 95A04660-S, S/N 2023634. LOCATED AT OPEN AIR THEATER. (971094 GDS 3/98) 17 CCR 93 115 SJE 10/05 | 0 | 0 | 0 | 0 | 0 | Unknown | 100 | 166 | 100 | 2021-10-21 | 266.70 | 2021-10-21 | 271.90 | 5.2 | 520 | 0 | 32.7721 | -117.0725 | 1 | rooftop | 5500 | Campanile Dr |  |  | San Diego | CA | San Diego County | 92182 | US | San Diego Geographic Information Source - JPA
APCD2005-PTO-971095 | Active | 2009-07-31 | [34W] Registered Engine (Rule 12) | San Diego State University | Lilly Sabet | 5500 Campanile Dr San Diego, CA | 92182 | K | EMERGENCY ENGINE GENERATOR, 474 HP DETROIT DIESEL MODEL 8036-7416 DIESEL ENGINE S/N: 7A00043, TURBOCHARGED, AFTERCOOLED. LOCATED AT EAST COMMONS ADMINISTRATION. 971095 GDS 3/98 17 CCR 93 115 SJE 10/05 | 1 | 0 | 0 | 0 | 1 | Diesel |  | 474 | 353.4618 | 2021-10-21 | 175.10 | 2021-10-21 | 180.30 | 5.2 | 1838.0014 | 1.6696 | 32.7721 | -117.0725 | 1 | rooftop | 5500 | Campanile Dr |  |  | San Diego | CA | San Diego County | 92182 | US | San Diego Geographic Information Source - JPA
APCD2005-PTO-971233 | Active | 2009-07-31 | [34W] Registered Engine (Rule 12) | ARE 9363/9373/9393 Towne Centre LLC | Corrine Aylor | 9393 Towne Centre Dr San Diego, CA | 92121 | G | EMERGENCY ENGINE GENERATOR SET: MFR: DETROIT DIESEL MODEL: 80637405, S/N: 06VF219649 OUTPUT: 415BHP. For a generator; Mfr: Spectrum Detroit Diesel, Model: 250DS S/N: 395606 971233 GDS 0898 17 CCR 93 115 SJE 11/05 | 1 | 0 | 0 | 0 | 1 | Diesel |  | 415 | 309.4655 | 2022-06-02 | 139.50 | 2022-06-02 | 140.60 | 1.1 | 340.4121 | 0.30923 | 32.8784 | -117.2069 | 1 | rooftop | 9393 | Towne Centre Dr |  |  | San Diego | CA | San Diego County | 92121 | US | San Diego Geographic Information Source - JPA
APCD2005-PTO-971241 | Active | 2009-07-31 | [34W] Registered Engine (Rule 12) | SD Police Substation | Facility Manager | 4310 Landis St San Diego, CA | 92105 | K | EMERGENCY ENGINE GENERATOR SET: DETROIT DIESEL, MODEL 81237405, S/N 12VF010777 SPECTRUM, DIESEL FIRED, 500 KW, S/N 366968. (971241 ALC 03/99)17CCR93115SJE12/05 | 1 | 0 | 0 | 0 | 1 | Diesel | 500 | Unknown | 500 | 2021-05-05 | 190.30 | 2022-05-26 | 198.40 | 8.1 | 4050 | 3.679 | 32.7465 | -117.1015 | 1 | rooftop | 4310 | Landis St |  |  | San Diego | CA | San Diego County | 92105 | US | San Diego Geographic Information Source - JPA
APCD2005-PTO-971315 | Active | 2009-07-31 | [34W] Registered Engine (Rule 12) | SBC | Facility Manager | 4711 Spring St La Mesa, CA | 91941 | K | EMERGENCY ENGINE: CATERPILLAR, MODEL 3512, DIESEL FIRED, 1482 BHP, S/N 24Z08579, DRIVING AN ELECTRIC GENERATOR, 900 KW. (05/05/98 ALC 971315)17CCR93115SJE12/05 | 1 | 0 | 0 | 0 | 1 | Diesel | 900 | 1482 | 900 | 2021-12-07 | 439.90 | 2022-06-02 | 461.40 | 21.5 | 19350 | 17.5774 | 32.7651 | -117.0202 | 1 | range_interpolation | 4711 | Spring St |  |  | LA Mesa | CA | San Diego County | 91941 | US | TIGER/LineÂ® dataset from the US Census Bureau
APCD2005-PTO-971367 | Active | 2009-07-31 | [34H] California Certified Emergency Standby Engine | Marine Corps Air Station | Environmental Manager | Camp Pendleton Camp Pendleton, CA | 92055 | A | Emergency Diesel Engine Generator: John Deere, Model 4045HF285H rated at 113 bhp, S/N PE4045N012760, Engine Family: HJDXL04.5119, EPA Tier 3 certified engine; driving an 80-kW emergency electrical generator. (Building 32943) | 1 | 0 | 0 | 0 | 1 | Diesel | 80 | 113 | 80 | 2021-06-23 | 52.90 | 2021-06-23 | 54.90 | 2 | 160 | 0.14534 | 33.3877 | -117.4448 | 1 | place |  |  |  |  | Camp Pendleton | CA | San Diego County | 92055 | US | TIGER/LineÂ® dataset from the US Census Bureau
APCD2005-PTO-971399 | Active | 2009-07-31 | [34W] Registered Engine (Rule 12) | Marine Corps Air Station | Environmental Manager | Camp Pendleton Camp Pendleton, CA | 92055 | A | EMERGENCY STANDBY ENGINE, FORD ENGINE MODEL LSG-8751-6005-A, S/N 20630R29RH,102 BHP, PROPANE FIRED. (BLDG 23171) APPL 971399 EFH 06/98 | 0 | 0 | 0 | 1 | 1 | Propane |  | 102 | 76.0614 | 2021-06-22 | 291.00 | 2021-06-22 | 291.70 | 0.7 | 53.243 | 0.043867 | 33.3877 | -117.4448 | 1 | place |  |  |  |  | Camp Pendleton | CA | San Diego County | 92055 | US | TIGER/LineÂ® dataset from the US Census Bureau
APCD2005-PTO-971417 | Active | 2009-07-31 | [34W] Registered Engine (Rule 12) | Marine Corps Air Station | Environmental Manager | Camp Pendleton Camp Pendleton, CA | 92055 | A | EMERGENCY STANDBY ENGINE, FORD MODEL LSG-8751-6005-A, S/N 20585 S-30-RC,102 HP, LPG FIRED. (BLDG 2360) APPL 971417 EFH 06/98 | 0 | 0 | 0 | 0 | 0 | LPG |  | 102 | 76.0614 | 2021-06-22 | 342.70 | 2021-06-22 | 343.40 | 0.7 | 53.243 | 0.052855 | 33.3877 | -117.4448 | 1 | place |  |  |  |  | Camp Pendleton | CA | San Diego County | 92055 | US | TIGER/LineÂ® dataset from the US Census Bureau
APCD2005-PTO-971481 | Active | 2009-07-31 | [34W] Registered Engine (Rule 12) | USMC Base Military Support | AC/S Environmental Security | Building 31507 Camp Pendleton, CA | 92055 | A | EMERGENCY ENGINE: FORD, MODEL CSG6491-6005-F, NATURAL GAS FIRED, 82 HP, S/N 25077F-08-RH, DRIVING AN ELECTRIC GENERATOR, KOHLER, MODEL 50RZ,45 KW, S/N 395499, LOCATED IN BLDG. 31507. (05/18/98 ALC 971481) Functional Group: Military Support (S) | 0 | 0 | 1 | 0 | 1 | Natural Gas | 45 | 82 | 45 | [5 empty] | 0 | 0 | 33.3877 | -117.4448 | 0.5 | place |  |  |  |  | Camp Pendleton | CA | San Diego County | 92055 | US | TIGER/LineÂ® dataset from the US Census Bureau
APCD2005-PTO-971482 | Active | 2009-07-31 | [34W] Registered Engine (Rule 12) | USMC Base Military Support | AC/S Environmental Security | Camp Pendleton Camp Pendleton, CA | 92055 | A | EMERGENCY ENGINE: MFR: FORD, MODEL CSG6491-6005-F, PROPANE FIRED, 82 HP, S/N 25072F-08-RH, DRIVING AN ELECTRIC GENERATOR, KOHLER, MODEL 35R,35 KW, S/N 395183, LOCATED IN BLDG. #430289. | 0 | 0 | 0 | 1 | 1 | Propane | 35 | 82 | 35 | [5 empty] | 0 | 0 | 33.3877 | -117.4448 | 1 | place |  |  |  |  | Camp Pendleton | CA | San Diego County | 92055 | US | TIGER/LineÂ® dataset from the US Census Bureau
APCD2005-PTO-971483 | Active | 2009-07-31 | [34W] Registered Engine (Rule 12) | USMC Base Military Support | AC/S Environmental Security | Camp Pendleton Camp Pendleton, CA | 92055 | A | EMERGENCY ENGINE: FORD, MODEL CSG6491-6005-F, NATURAL GAS FIRED, 82 HP, S/N 23902 E-14-RH, DRIVING AN ELECTRIC GENERATOR, MFR: KOHLER, MODEL:35RZ62, 35 KW, GENERATOR S/N 395201, LOCATED IN BLDG. 530372. (05/18/98 ALC 971483) Functional Group: Military Support (S) | 0 | 0 | 1 | 0 | 1 | Natural Gas | 35 | 82 | 35 | [5 empty] | 0 | 0 | 33.3877 | -117.4448 | 1 | place |  |  |  |  | Camp Pendleton | CA | San Diego County | 92055 | US | TIGER/LineÂ® dataset from the US Census Bureau
APCD2005-PTO-971484 | Active | 2009-07-31 | [34W] Registered Engine (Rule 12) | USMC Base Military Support | AC/S Environmental Security | Building 62309 Camp Pendleton, CA | 92055 | A | EMERGENCY ENGINE: FORD, MODEL CSG6491-6005-F, PROPANE FIRED, 82 HP, S/N 25073F-08-RH, DRIVING AN ELECTRIC GENERATOR, KOHLER, MODEL 50RZ, 35 KW, S/N 395184, LOCATED IN BLDG. 620370. (05/18/98 ALC 971484) (Building 62309) | 0 | 0 | 0 | 1 | 1 | Propane | 35 | 82 | 35 | [5 empty] | 0 | 0 | 33.3877 | -117.4448 | 0.5 | place |  |  |  |  | Camp Pendleton | CA | San Diego County | 92055 | US | TIGER/LineÂ® dataset from the US Census Bureau
APCD2005-PTO-971485 | Active | 2009-07-31 | [34W] Registered Engine (Rule 12) | USMC Base Military Support | AC/S Environmental Security | Camp Pendleton Camp Pendleton, CA | 92055 | A | EMERGENCY ENGINE: FORD, MODEL CSG6491-6005-F, PROPANE FIRED, 82 HP,S/N 25083-F-08-RH, DRIVING AN ELECTRIC GENERATOR, KOHLER, MODEL 35RZ, 35 KW, S/N 395185, LOCATED IN BLDG. 330379.(05/18/98 ALC 971485) | 0 | 0 | 0 | 1 | 1 | Propane | 35 | 82 | 35 | [5 empty] | 0 | 0 | 33.3877 | -117.4448 | 1 | place |  |  |  |  | Camp Pendleton | CA | San Diego County | 92055 | US | TIGER/LineÂ® dataset from the US Census Bureau
APCD2005-PTO-971486 | Active | 2009-07-31 | [34W] Registered Engine (Rule 12) | USMC Base Military Support | AC/S Environmental Security | Building 15020 Camp Pendleton, CA | 92055 | A | EMERGENCY ENGINE: FORD, MODEL, CSG-6491-6005-F, NATURAL GAS FIRED, 82 HP, S/N 25078-F-08-RH, DRIVING AN ELECTRIC GENERATOR, KOHLER, MODEL 50RZ, 35 KW, S/N 395494, LOCATED IN BLDG. 15020.(05/18/98 ALC 971486) Functional Group: Military Support (S) | 0 | 0 | 1 | 0 | 1 | Natural Gas | 35 | 82 | 35 | [5 empty] | 0 | 0 | 33.3877 | -117.4448 | 0.5 | place |  |  |  |  | Camp Pendleton | CA | San Diego County | 92055 | US | TIGER/LineÂ® dataset from the US Census Bureau
APCD2005-PTO-971488 | Active | 2009-07-31 | [34W] Registered Engine (Rule 12) | USMC Base Military Support | AC/S Environmental Security | Building 410341 Camp Pendleton, CA | 92055 | A | EMERGENCY ENGINE: FORD, MODEL CSG-6491-6005-F, NATURAL GAS FIRED, 82 HP, S/N 27560-F-18-RH, DRIVING AN ELECTRIC GENERATOR, KOHLER, MODEL 35RZ82, 35 KW, S/N 396214, LOCATED IN BLDG. 410341. (05/18/98 ALC 971488) Functional Group: Military Support (S) | 0 | 0 | 1 | 0 | 1 | Natural Gas | 35 | 82 | 35 | [5 empty] | 0 | 0 | 33.3877 | -117.4448 | 0.5 | place |  |  |  |  | Camp Pendleton | CA | San Diego County | 92055 | US | TIGER/LineÂ® dataset from the US Census Bureau
APCD2005-PTO-971490 | Active | 2009-07-31 | [34W] Registered Engine (Rule 12) | Leidos | Jeffrey King | 4161 Campus Point Ct San Diego, CA | 92121 | G | EMERGENCY ENGINE: CATERPILLAR, MODEL 3406, DIESEL FIRED, 587 BHP, S/N ILS00649, DRIVING AN ELECTRIC GENERATOR.(ALC 971490 11/98) 17CCR93115 SJE11/05 | 1 | 0 | 0 | 0 | 1 | Diesel |  | 587 | 437.7259 | 2021-07-16 | 198.00 | 2021-07-16 | 209.00 | 11 | 4814.9849 | 4.3739 | 32.8897 | -117.2262 | 1 | rooftop | 4161 | Campus Point Ct |  |  | San Diego | CA | San Diego County | 92121 | US | Sandoval
APCD2005-PTO-971510 | Active | 2009-07-31 | [34W] Registered Engine (Rule 12) | Sweetwater Authority | John Newton | 203 R Av National City, CA | 91950 | Q | EMERGENCY ENGINE GENERATOR: 377 HP CATERPILLAR MODEL 3306 DIESEL ENGINE S/N 9NR01320. GDS 7/98 971510 17CCR93115 SJE11/05 | 1 | 0 | 0 | 0 | 1 | Diesel |  | 377 | 281.1289 | [5 empty] | 0 | 0 | 32.69 | -117.0908 | 0.9 | range_interpolation | 203 | N R Ave |  |  | National City | CA | San Diego County | 91950 | US | TIGER/LineÂ® dataset from the US Census Bureau
APCD2005-PTO-971629 | Active | 2009-07-31 | [34W] Registered Engine (Rule 12) | USMC MCAS Miramar | Michael Murukis | USMC Miramar San Diego, CA | 92145 | H | EMERGENCY ENGINE FIRE PUMP: 73 HP CLARKE / DETROIT DIESEL - ALLISON MODEL PDFP-L4YN DIESEL ENGINE, SERIAL NUMBER: U868182D, 750 GALLON PER MINUTE PUMP MWSS COMPOUND. 971629 GDS 3/99 17 CCR 93115 SJE 12/05 | 1 | 0 | 0 | 0 | 1 | Diesel |  | 73 | 54.4361 | 2022-01-01 | 149.80 | 2022-01-01 | 150.60 | 0.8 | 43.5489 | 0.039559 | 32.8795 | -117.1612 | 1 | street_center |  | Miramar Rd |  |  | San Diego | CA | San Diego County | 92121 | US | TIGER/LineÂ® dataset from the US Census Bureau
APCD2005-PTO-971630 | Active | 2009-07-31 | [34W] Registered Engine (Rule 12) | USMC MCAS Miramar | Michael Murukis | USMC Miramar San Diego, CA | 92145 | H | EMERGENCY ENGINE FIRE PUMP: 73 HP CLARKE / DETROIT DIESEL - ALLISON MODEL PDFP-L4YN DIESEL ENGINE, SERIAL NUMBER U867034D, 750 GALLON PER MINUTE PUMP MWSS COMPOUND. 971630 GDS 3/9917 CCR 93115 SJE 12/05 | 1 | 0 | 0 | 0 | 1 | Diesel |  | 73 | 54.4361 | 2022-01-01 | 127.90 | 2022-01-01 | 128.10 | 0.2 | 10.8872 | 0.0098899 | 32.8795 | -117.1612 | 1 | street_center |  | Miramar Rd |  |  | San Diego | CA | San Diego County | 92121 | US | TIGER/LineÂ® dataset from the US Census Bureau
APCD2005-PTO-971735 | Active | 2009-07-31 | [34W] Registered Engine (Rule 12) | Solar Turbines Inc. | Attn: Aisha Ring Lindberg | 2200 Pacific Hwy San Diego, CA | 92101 | N | EMERGENCY ENGINE: CATERPILLAR, MODEL 3306, DIESEL FIRED, 316 BHP, S/N 8JJ00438, DRIVING AN ELECTRIC GENERATOR. (07/10/98 ALC 971735) 17CCR93115 SJE10/05 | 1 | 0 | 0 | 0 | 1 | Diesel |  | 316 | 235.6412 | 2021-10-21 | 162.00 | 2021-10-21 | 166.00 | 4 | 942.5648 | 0.85622 | 32.7267 | -117.1724 | 1 | range_interpolation | 2200 | Pacific Hwy |  |  | San Diego | CA | San Diego County | 92101 | US | TIGER/LineÂ® dataset from the US Census Bureau
APCD2005-PTO-971779 | Active | 2009-07-31 | [34W] Registered Engine (Rule 12) | Spectrum Pacific West LLC | EHS Department | 8925 Ware Court San Diego, CA | 92121 | G | EMERGENCY ENGINE GENERATOR: 1135 HP CUMMINS MODEL KTA38-G1 DIESEL ENGINE WITH S/N 33128414, TURBOCHARGED, AFTERCOOLED. ONAN GENSET MODEL 750DFJA WITH S/N J940557361. 7/98 GDS 971779 17CCR93115 SJE 10/05 | 1 | 0 | 0 | 0 | 1 | Diesel |  | 1135 | 846.3695 | 2021-06-02 | 702.40 | 2022-06-24 | 736.60 | 34.2 | 28945.8369 | 26.2942 | 32.8863 | -117.1687 | 1 | rooftop | 8925 | Ware Ct |  |  | San Diego | CA | San Diego County | 92121 | US | Sandoval
APCD2005-PTO-971781 | Active | 2009-07-31 | [34W] Registered Engine (Rule 12) | Spectrum Pacific West LLC | EHS Department | 8925 Ware Court San Diego, CA | 92121 | G | EMERGENCY ENGINE GENERATOR: 1135 HP CUMMINS MODEL KTA38-G3 DIESEL ENGINE S/N K940559927, TURBOCHARGED, AFTERCOOLED. 17CCR93115 SJE 10/05 | 1 | 0 | 0 | 0 | 1 | Diesel |  | 1135 | 846.3695 | 2021-06-02 | 667.40 | 2022-06-28 | 696.50 | 29.1 | 24629.3525 | 22.3731 | 32.8863 | -117.1687 | 1 | rooftop | 8925 | Ware Ct |  |  | San Diego | CA | San Diego County | 92121 | US | Sandoval
APCD2005-PTO-971794 | Active | 2009-07-31 | [34W] Registered Engine (Rule 12) | Hawthorne Machinery Co | Facility Manager | 16945 Camino San Bernardo San Diego, CA | 92127 | F | EMERGENCY ENGINE GENERATOR; 587 HP CATERPILLAR MODEL 3406C DIESEL ENGINE, S/N ILS00560. 971794 GDS 0998 17CCR93115 SJE11/05 | 1 | 0 | 0 | 0 | 1 | Diesel |  | 587 | 437.7259 | 2021-05-27 | 1421.00 | 2021-05-27 | 1423.00 | 2 | 875.4518 | 0.79525 | 33.0139 | -117.102 | 1 | rooftop | 16945 | Camino San Bernardo |  |  | San Diego | CA | San Diego County | 92127 | US | San Diego Geographic Information Source - JPA
APCD2005-PTO-971818 | Active | 2009-07-31 | [34H] California Certified Emergency Standby Engine | Marine Corps Air Station | Environmental Manager | Camp Pendleton Camp Pendleton, CA | 92055 | A | Emergency Diesel Engine: John Deere, Model 6090HF484A, 422 bhp rated, S/N RG6090L147265, Engine Family MJDXL09.0114, Tier 3 certified; driving a 275-kW emergency electrical generator. 0.25-ft diameter exhaust stack located 5.0 ft above ground. | 1 | 0 | 0 | 0 | 1 | Diesel | 275 | 422 | 275 | 2021-06-22 | 254.70 | 2021-06-22 | 254.70 | 0 | 0 | 0 | 33.3877 | -117.4448 | 1 | place |  |  |  |  | Camp Pendleton | CA | San Diego County | 92055 | US | TIGER/LineÂ® dataset from the US Census Bureau
APCD2005-PTO-971819 | Active | 2009-07-31 | [34H] California Certified Emergency Standby Engine | Marine Corps Air Station | Derek Wolfe | Marine Corps Depot Facility 23184 Camp Pendleton, CA | 92055 | A | Emergency Diesel Engine Generator: FPT Industrial, Model F4GE9485A*J, S/N 01730418; Model Year 2019; Engine Family KFPXL06.7DGB; Tier 3 certified; 131 bhp rated; driving a 80 kW emergency electrical generator. | 1 | 0 | 0 | 0 | 1 | Diesel | 80 | 131 | 80 | 2021-06-22 | 12.90 | 2021-06-22 | 14.60 | 1.7 | 136 | 0.12354 | 33.3877 | -117.4448 | 0.5 | place |  |  |  |  | Camp Pendleton | CA | San Diego County | 92055 | US | TIGER/LineÂ® dataset from the US Census Bureau
APCD2005-PTO-971833 | Active | 2009-07-31 | [34W] Registered Engine (Rule 12) | One Ten Investors, LLC. | Ray Von Lindern | 110 W "A" St. Ste. 1000 San Diego, CA | 92101 | N | EMERGENCY STANDBY ENGINE, DETROIT DIESEL MODEL 50348312, 139 HP, S/N 4A21949 DRIVING A FIRE PUMP. [APP 971833 EFH 12/98 (980217 10/03) 17CCR93115 SJE 12/05] | 1 | 0 | 0 | 0 | 1 | Diesel |  | 139 | 103.6523 | 2021-05-29 | 548.10 | 2022-08-16 | 555.30 | 7.2 | 746.2966 | 0.67793 | 32.7194 | -117.1644 | 1 | rooftop | 110 | W A St | Ste | 1000 | San Diego | CA | San Diego County | 92101 | US | San Diego Geographic Information Source - JPA
APCD2005-PTO-971856 | Active | 2009-07-31 | [34W] Registered Engine (Rule 12) | Pacific Bell | Facility Manager | 8865 Cuyamaca St Santee, CA | 92071 | H | EMERGENCY ENGINE: CATERPILLAR, MODEL 3406, DIESEL FIRED, 449 BHP, S/N 2WB02448, DRIVING AN ELECTRIC GENERATOR, 300 KW.(09/98 ALC 971856) 17CCR93115 SJE12/05 | 1 | 0 | 0 | 0 | 1 | Diesel | 300 | 449 | 300 | [5 empty] | 0 | 0 | 32.8374 | -116.9831 | 1 | rooftop | 8865 | Cuyamaca St |  |  | Santee | CA | San Diego County | 92071 | US | San Diego Geographic Information Source - JPA
APCD2005-PTO-971860 | Active | 2009-07-31 | [34W] Registered Engine (Rule 12) | Pacific Bell | Kathleen Payne Boryla | 2966 Jamacha Rd El Cajon, CA | 92019 | L | EMERGENCY ENGINE: CUMMINS, MODEL NT85563, DIESEL FIRED, 390 BHP,S/N 11479907, DRIVING AN ELECTRIC GENERATOR, 225 KW.(09/98 ALC 971860) 17CCR93115 SJE12/05 | 1 | 0 | 0 | 0 | 1 | Diesel | 225 | 390 | 225 | 2021-06-09 | 561.90 | 2021-06-09 | 567.80 | 5.9 | 1327.5 | 1.2059 | 32.7411 | -116.9407 | 1 | rooftop | 2966 | Jamacha Rd |  |  | El Cajon | CA | San Diego County | 92019 | US | San Diego Geographic Information Source - JPA
APCD2005-PTO-972043 | Active | 2009-07-31 | [34W] Registered Engine (Rule 12) | Pfizer La Jolla Laboratories | Owner Manager | 10777 Science Center Drive San Diego, CA | 92121 | G | EMERGENCY ENGINE: Mfr: DETROIT DIESEL Model: 8123-7405 Serial number: 12V013522 Fuel: DIESEL, 830 BHP DRIVING A 515kW GENERATOR Mfr: Spectrum Detroit Diesel Model: 500DS Serial: 399611 Location: 10777 SCIENCE CENTER DR/Campus Building 1 | 1 | 0 | 0 | 0 | 1 | Diesel | 515 | 830 | 515 | 2021-05-20 | 397.90 | 2022-07-06 | 424.40 | 26.5 | 13647.5 | 12.3973 | 32.8985 | -117.2281 | 1 | rooftop | 10777 | Science Center Dr |  |  | San Diego | CA | San Diego County | 92121 | US | San Diego Geographic Information Source - JPA
APCD2005-PTO-972229 | Active | 2009-07-31 | [34H] California Certified Emergency Standby Engine | USMC Base Public Utilities U06 | Steve Leather | Building 31520 Camp Pendleton, CA | 92055 | A | Emergency Diesel Engine Generator: Generac, Model SD130 rated at 198 bhp, S/N 3004269829, Engine Family: JFPXL06.7DGB, EPA Tier 3 certified engine; driving a 100-kW emergency electrical generator. Engine S/N 01635581, Model F4GE9685A*J602. (Building 31521) | 1 | 0 | 0 | 0 | 1 | Diesel | 100 | 198 | 100 | [5 empty] | 0 | 0 | 33.3877 | -117.4448 | 0.5 | place |  |  |  |  | Camp Pendleton | CA | San Diego County | 92055 | US | TIGER/LineÂ® dataset from the US Census Bureau
APCD2005-PTO-972231 | Active | 2009-07-31 | [34W] Registered Engine (Rule 12) | Callaway Golf Co | Doug Casey | 2180 Rutherford Rd Carlsbad, CA | 92008 | C | EMERGENCY ENGINE GENERATOR SET, CUMMINS ENGINE, MODEL KTA19-G4, DIESEL FIRED 755 BHP, TURBOCHARGED, AFTERCOOLED, S/N 37184433, ONAN SET. [ APPL 972231 EFH 10/98 17CCR93115 SJE 11/05 ] | 1 | 0 | 0 | 0 | 1 | Diesel |  | 755 | 563.0035 | 2022-08-11 | 451.30 | 2022-09-29 | 451.30 | 0 | 0 | 0 | 33.1321 | -117.2815 | 1 | rooftop | 2180 | Rutherford Rd |  |  | Carlsbad | CA | San Diego County | 92008 | US | San Diego Geographic Information Source - JPA
APCD2005-PTO-972236 | Active | 2009-07-31 | [34W] Registered Engine (Rule 12) | Sheraton Harbor San Diego Hotel and Marina | Ian Pullan | 1380 Harbor Island Dr San Diego, CA | 92101 | N | EMERGENCY STANDBY ENGINE, CUMMINS DIESEL MODEL KT-1150-C, S/N 31118806, 270 HP, DIESEL FIRED. APPL# 972236 EFH 12/98 17CCR93115 SJE12/05 | 1 | 0 | 0 | 0 | 1 | Diesel |  | 270 | 201.339 | 2021-09-28 | 419.90 | 2021-09-28 | 429.80 | 9.9 | 1993.2561 | 1.8107 | 32.7273 | -117.1978 | 1 | rooftop | 1380 | Harbor Island Dr |  |  | San Diego | CA | San Diego County | 92101 | US | San Diego Geographic Information Source - JPA
APCD2005-PTO-972264 | Active | 2009-07-31 | [34W] Registered Engine (Rule 12) | SD CO of Gen Svcs PR0086 | Bldg Maint Supervisor | 5555 Overland Av Bldg 10 San Diego, CA | 92123 | J | EMERGENCY ENGINE GENERATOR: 643 HP DETROIT DIESEL MODEL 8V-92TTA S/N 08VF173900, KOHLER GENERATOR MODEL 400R0ZD71 (S/N 388643). (BLDG 19) 17CCR93115 SJE11/05 | 1 | 0 | 0 | 0 | 1 | Diesel |  | 643 | 479.4851 | [5 empty] | 0 | 0 | 32.8339 | -117.1306 | 1 | range_interpolation | 5555 | Overland Ave | Bldg | 10 | San Diego | CA | San Diego County | 92123 | US | TIGER/LineÂ® dataset from the US Census Bureau
APCD2005-PTO-972265 | Active | 2009-07-31 | [34W] Registered Engine (Rule 12) | SD CO of Gen Svcs PR0086 | Bldg Maint Supervisor | 5555 Overland Av Bldg 10 San Diego, CA | 92123 | J | EMERGENCY ENGINE GENERATOR: 643 HP DETROIT DIESEL MODEL 8V92TTA DIESEL ENGINE, S/N 08VF173914, KOHLER GENERATOR (MODEL 400R0ZD71 S/N 388644). 972265 GDS 2/08/99 17CCR93115 SJE11/05 | 1 | 0 | 0 | 0 | 1 | Diesel |  | 643 | 479.4851 | [5 empty] | 0 | 0 | 32.8339 | -117.1306 | 1 | range_interpolation | 5555 | Overland Ave | Bldg | 10 | San Diego | CA | San Diego County | 92123 | US | TIGER/LineÂ® dataset from the US Census Bureau
APCD2005-PTO-972324 | Active | 2009-07-31 | [34W] Registered Engine (Rule 12) | Grifols Diagnostic Solutions, Inc. |  | 10804 Willow Court San Diego, CA | 92127 | F | KOHLER 600 ROZD STAND BY DIESEL GENERATOR, 900 BHP, DETROIT DIESEL ENGINE S/N 290792; GENERATOR S/N 603437. 972324AFS04NOV1998 17CCR93115SJE11/05 | 1 | 0 | 0 | 0 | 1 | Diesel |  | 900 | 671.13 | 2021-10-20 | 487.30 | 2021-10-20 | 489.10 | 1.8 | 1208.034 | 1.0974 | 33.0152 | -117.1011 | 1 | rooftop | 10804 | Willow Ct |  |  | San Diego | CA | San Diego County | 92127 | US | Sandoval
APCD2005-PTO-972368 | Active | 2009-07-31 | [34W] Registered Engine (Rule 12) | USMC Base Public Utilities U14 | Air Quality Section | Building 510849 Camp Pendleton, CA | 92055 | A | EMERGENCY ENGINE GENERATOR: 380 HORSEPOWER CUMMINS MODEL LTA10-G1, ENGINE S/N: 34928413, DIESEL ENGINE, GENERATOR S/N: I980794478, 250 KW ONAN GENERATOR MODEL, 250DFAX. LOCATED IN BLDG. 51056. 17CCR93115 SJE 12/05 972368 GDS 2/99 | 1 | 0 | 0 | 0 | 1 | Diesel | 250 | 380 | 250 | [5 empty] | 0 | 0 | 33.3877 | -117.4448 | 0.5 | place |  |  |  |  | Camp Pendleton | CA | San Diego County | 92055 | US | TIGER/LineÂ® dataset from the US Census Bureau
APCD2005-PTO-972400 | Active | 2009-07-31 | [34W] Registered Engine (Rule 12) | Best Western Bayside Inn | General Manager | 555 W Ash St San Diego, CA | 92101 | N | EMERGENCY ENGINE GENERATOR: 275 HORSEPOWER CATERPILLAR DIESEL ENGINE, MODEL 33C-6-D1, S/N 85701626. 972400 GDS 3/99 17CCR93115 SJE12/05 | 1 | 0 | 0 | 0 | 1 | Diesel |  | 275 | 205.0675 | [5 empty] | 0 | 0 | 32.7196 | -117.1676 | 1 | rooftop | 555 | W Ash St |  |  | San Diego | CA | San Diego County | 92101 | US | San Diego Geographic Information Source - JPA
APCD2005-PTO-972429 | Active | 2009-07-31 | [34H] California Certified Emergency Standby Engine | 101 West Broadway LLC | Nathan Gomez | 101 W Broadway LLC San Diego, CA | 92101 | N | Emergency Diesel Engine Generator: Iveco/FPT (Generac), Model F3BE9685A-E (SD350), 530 BHP, S/N E003-262337, Engine Family JFPXL12.9IGR, Tier 3 certified; driving a 350-kW emergency electrical generator | 1 | 0 | 0 | 0 | 1 | Diesel | 350 | 530 | 350 | 2021-11-30 | 21.50 | 2022-08-18 | 36.70 | 15.2 | 5320 | 4.8327 | 32.7152 | -117.1642 | 1 | rooftop | 101 | W Broadway |  |  | San Diego | CA | San Diego County | 92101 | US | San Diego Geographic Information Source - JPA
APCD2005-PTO-972430 | Active | 2009-07-31 | [34W] Registered Engine (Rule 12) | General Atomics | Vera Mitrofski | 3550 General Atomics Court San Diego, CA | 92121 | G | EMERGENCY ENGINE GENERATOR: 102 HORSEPOWER JOHN DEERE MODEL 4039T DIESEL ENGINE, SERIAL NUMBER 604781, 60 KW KOHLER MODEL 60 ROZJ GENERATOR. (980461 12/03) 972430 GDS 3/99 17CCR93115 SJE10/05 | 1 | 0 | 0 | 0 | 1 | Diesel | 60 | 102 | 60 | 2021-12-31 | 420.80 | 2022-06-17 | 433.40 | 12.6 | 756 | 0.68675 | 32.8939 | -117.2361 | 1 | rooftop | 3550 | General Atomics Ct |  |  | San Diego | CA | San Diego County | 92121 | US | Sandoval
APCD2005-PTO-972451 | Active | 2009-07-31 | [34W] Registered Engine (Rule 12) | USMC MCAS Miramar 3rd MAW | Michael Murukis | 45249 Miramar Wy Bldg 6317 San Diego, CA | 92145 | H | EMERGENCY ENGINE FIRE PUMP: 73 HORSE POWER DETROIT DIESEL ENGINE, MODEL PDFP-L4YN, S/N: U868181D. 972451 GDS 3/9917 CCR 93115 SJE 12/05 | 1 | 0 | 0 | 0 | 1 | Diesel |  | 73 | 54.4361 | 2022-01-01 | 182.60 | 2022-01-01 | 183.90 | 1.3 | 70.7669 | 0.064284 | 32.8826 | -117.1212 | 1 | range_interpolation | 45249 | Miramar Way | Bldg | 6317 | San Diego | CA | San Diego County | 92145 | US | TIGER/LineÂ® dataset from the US Census Bureau
APCD2005-PTO-972452 | Active | 2009-07-31 | [34W] Registered Engine (Rule 12) | USMC MCAS Miramar 3rd MAW | Michael Murukis | 45249 Miramar Wy Bldg 6317 San Diego, CA | 92145 | H | EMERGENCY ENGINE FIRE PUMP, 73 HORSE POWER DETROIT DIESEL ENGINE, MODEL PDFP-L4YN, S/N: U868183D. 972452 GDS 3/9917 CCR 93115 SJE 12/05 | 1 | 0 | 0 | 0 | 1 | Diesel |  | 73 | 54.4361 | 2022-01-01 | 184.30 | 2022-01-01 | 185.60 | 1.3 | 70.7669 | 0.064284 | 32.8826 | -117.1212 | 1 | range_interpolation | 45249 | Miramar Way | Bldg | 6317 | San Diego | CA | San Diego County | 92145 | US | TIGER/LineÂ® dataset from the US Census Bureau
APCD2005-PTO-979538 | Active | 2009-07-31 | [34H] California Certified Emergency Standby Engine | SD CO OF DEPT OF SVCS FACILITY OPS |  | 2370 PALA RD BONSALL, CA | 92003 | A | EMERGENCY STANDBY ENGINE: JOHN DEERE DIESEL ENGINE, MODEL 4045DF150, S/N T04045D889391, RATED AT 71 BHP, EPA CERTIFIED OF ENGINE FAMILY NUMBER 1JDXL06.8016, DRIVING A 30 KW GENERATOR. (979538-CCN-7/04) 17CCR93115 SJE12/05 | 1 | 0 | 0 | 0 | 1 | Diesel | 30 | 71 | 30 | 2021-06-16 | 245.20 | 2021-06-16 | 246.30 | 1.1 | 33 | 0.029977 | 33.2988 | -117.2206 | 1 | rooftop | 2370 | Pala Rd |  |  | Bonsall | CA | San Diego County | 92003 | US | San Diego Geographic Information Source - JPA
APCD2005-PTO-979539 | Active | 2009-07-31 | [34C] Emergency Standby Engine | SD CO OF DEPT OF GENERAL SVCS FACILITY OPS | Facility Operator | 13115 WILLOW RD LAKESIDE, CA | 92040 | H | EMERGENCY STANDBY ENGINE: JOHN DEERE DIESEL ENGINE, MODEL 4045TF150, S/N TO4045888073, RATED AT 71 BHP, EPA CERTIFIED OF ENGINE FAMILY NUMBER 2JDXL06.8016, DRIVING A 30 KW GENERATOR. (979539-CCN-6/04) 17CCR93115 SJE10/05 | 1 | 0 | 0 | 0 | 1 | Diesel | 30 | 71 | 30 | 2022-01-01 | 297.30 | 2022-01-01 | 298.20 | 0.9 | 27 | 0.024527 | 32.8741 | -116.9095 | 1 | rooftop | 13115 | Willow Rd |  |  | Lakeside | CA | San Diego County | 92040 | US | San Diego Geographic Information Source - JPA
APCD2005-PTO-979604 | Active | 2009-07-31 | [34C] Emergency Standby Engine | VERIZON WIRELESS |  | 16900 CAMINO SAN BERNARDO SAN DIEGO, CA | 92127 | F | INTERNAL COMBUSTION ENGINE: -MAKE: JOHN DEERE. MODEL: 3029TF150. SERIAL NO. PE3029T225577. BHP RATING: 64 HP. DIESEL FUELED. EQUIPPED WITH A TURBOCHARGER. DRIVES AN ELECTRICAL EMERGENCY GENERATOR (SERIAL NO. 0747884)RATED AT 40 KW. JFTNEWSEP1103 17CCR93115 SJE10/05 | 1 | 0 | 0 | 0 | 1 | Diesel | 40 | 77 | 40 | 2022-04-05 | 333.00 | 2022-04-05 | 333.00 | 0 | 0 | 0 | 33.0104 | -117.1044 | 1 | rooftop | 16900 | Camino San Bernardo |  |  | San Diego | CA | San Diego County | 92127 | US | San Diego Geographic Information Source - JPA
APCD2005-PTO-979605 | Active | 2009-07-31 | [34C] Emergency Standby Engine | Verizon Wireless (North County Fair) | Project Manager | 900 San Pasqual Rd Escondido, CA | 92025 | D | INTERNAL COMBUSTION ENGINE. MAKE: GENERAL MOTORS. MODEL: VORTEC 4.3L. PROPANE FUELED. SERIAL NO. 4.3L-14914. BHP RATING: 75 HP. DRIVES AN ELECTRICAL EMERGENCY GENERATOR RATED AT 45 KW. | 0 | 0 | 0 | 1 | 1 | Propane | 45 | 75 | 45 | 2021-09-10 | 238.40 | 2021-09-10 | 238.40 | 0 | 0 | 0 | 33.0735 | -117.0531 | 1 | range_interpolation | 900 | San Pasqual Rd |  |  | Escondido | CA | San Diego County | 92025 | US | TIGER/LineÂ® dataset from the US Census Bureau
APCD2005-PTO-979642 | Active | 2009-07-31 | [34H] California Certified Emergency Standby Engine | USN Nav Sta 1 SCE | Commanding Officer | Naval Station San Diego, CA | 92136 | S | EMERGENCY STANDBY ENGINE: JOHN DEERE DIESEL ENGINE, MODEL 3029TF150, S/N: PE3029T229796, RATED AT 64 BHP, EPA CERTIFIED OF ENGINE FAMILY NUMBER 2JDXL02.9018, TURBOCHARGED, DRIVING A 30 KW GENERATOR. (979642-CCN-9/03) 17CCR93115 SJE12/05 | 1 | 0 | 0 | 0 | 1 | Diesel | 30 | 64 | 30 | 2022-01-07 | 231.20 | 2022-01-07 | 231.50 | 0.3 | 9 | 0.0081755 | 32.8122 | -116.9328 | 0.86 | street_center |  | Navello St |  |  | El Cajon | CA | San Diego County | 92021 | US | TIGER/LineÂ® dataset from the US Census Bureau
APCD2005-PTO-979689 | Active | 2009-07-31 | [34C] Emergency Standby Engine | Lowes of Eastlake, CA (1742) | Site Dev Mgr | 2225 Otay Lakes Rd Chula Vista, CA | 91915 | R | EMERGENCY STANDBY ENGINE: DETROIT DIESEL ENGINE, MODEL 6063HK35, S/N 1842817, RATED AT 550 BHP, EPA CERTIFIED OF ENGINE FAMILY NUMBER 3DDXL14.0VLD, TURBOCHARGED, DRIVING A GENERATOR. (979689-CCN-9/03)17CCR93115SJE11/05 (ATCM: S/N 06R073229, MODEL 6063TK35) | 1 | 0 | 0 | 0 | 1 | Diesel |  | 550 | 410.135 | 2021-10-20 | 490.30 | 2022-07-26 | 511.00 | 20.7 | 8489.7945 | 7.7121 | 32.6488 | -116.969 | 1 | rooftop | 2225 | Otay Lakes Rd |  |  | Chula Vista | CA | San Diego County | 91915 | US | San Diego Geographic Information Source - JPA
APCD2005-PTO-979711 | Active | 2009-07-31 | [34H] California Certified Emergency Standby Engine | Herbert Hoover High School | Cecilia Fuentes | 4474 El Cajon Bl San Diego, CA | 92115 | J | EMERGENCY STANDBY ENGINE: JOHN DEERE DIESEL ENGINE, MODEL 4045TF250, S/N PE4045T289304, RATED AT 134 BHP, EPA CERTIFIED OF ENGINE FAMILY NUMBER 2JDXL06.8014, TURBOCHARGED, DRIVING AN 80 KW GENERATOR. (979711-CCN-9/03) 17CCR93115 SJE11/05 | 1 | 0 | 0 | 0 | 1 | Diesel | 80 | 134 | 80 | 2021-09-01 | 140.80 | 2021-09-01 | 142.30 | 1.5 | 120 | 0.10901 | 32.7572 | -117.098 | 1 | rooftop | 4474 | El Cajon Blvd |  |  | San Diego | CA | San Diego County | 92115 | US | San Diego Geographic Information Source - JPA
APCD2005-PTO-979732 | Active | 2009-07-31 | [34W] Registered Engine (Rule 12) | Rainbow Municipal Water District | Jeff Stacy | 31250 Old River Rd Bonsall, CA | 92003 | A | EMERGENCY ENGINE GENERATOR: MFR: GENERAL MOTORS/GENERAC, Part No. 75872, DISPLACEMENT: 5.0 LITERS, V-8, FUEL: PROPANE, 72 HP FOR A 60 KW GENERATOR (MFR: GENERAC, MODEL: 91A02177S, S/N: 996436) SEWER LIFT STATION #1 APPL# 979732 EFH 07/03 | 0 | 0 | 0 | 1 | 1 | Propane | 60 | 72 | 60 | [5 empty] | 0 | 0 | 33.2825 | -117.2186 | 1 | rooftop | 31250 | Old River Rd |  |  | Bonsall | CA | San Diego County | 92003 | US | San Diego Geographic Information Source - JPA
APCD2005-PTO-979740 | Active | 2009-07-31 | [34H] California Certified Emergency Standby Engine | Olivenhain Rancho Cielo Sewer | Operations Manager | 8204 Del Dios Hwy San Diego, CA | 92127 | F | EMERGENCY ENGINE: DETROIT DIESEL, MODEL 6063-MK35, 490 BHP, DIESEL FIRED, TURBOCHARGED, AFTERCOOLED, S/N: 06R0735899 DRIVING A 300-KW ELECTRIC GENERATOR. (979740 ALC 04/04)17 CCR 93115 SJE 11/05 | 1 | 0 | 0 | 0 | 1 | Diesel | 300 | 490 | 300 | 2022-03-25 | 159.40 | 2022-03-25 | 160.40 | 1 | 300 | 0.27252 | 33.0423 | -117.1583 | 0.9 | rooftop | 8204 | Del Dios Hwy |  |  | Rancho Santa Fe | CA | San Diego County | 92067 | US | Sandoval
APCD2005-PTO-979748 | Active | 2009-07-31 | [34H] California Certified Emergency Standby Engine | KFMB-TV LLC | Facility Manager | 7000 La Jolla Scenic Drive S San Diego, CA | 92037 | I | INTERNAL COMBUSTION ENGINE. MAKE: CATERPILLAR. MODEL: 3406. SERIAL NO.: 1LS01554. YEAR OF MANUFACTURE: 2000. BHP RATING; 599 HP. DIESEL FUELED. TURBOCHARGED. DRIVES AN ELECTRICAL EMERGENCY GENERATOR. JFTNEWAUG3006 | 1 | 0 | 0 | 0 | 1 | Diesel |  | 599 | 446.6743 | [5 empty] | 0 | 0 | 32.8378 | -117.25 | 0.9 | rooftop | 7000 | LA Jolla Scenic Dr S |  |  | LA Jolla | CA | San Diego County | 92037 | US | San Diego Geographic Information Source - JPA
APCD2005-PTO-979749 | Active | 2009-07-31 | [34H] California Certified Emergency Standby Engine | KFMB-TV LLC |  | 7677 ENGINEER RD SAN DIEGO, CA | 92111 | M | INTERNAL COMBUSTION ENGINE: -MAKE: CATERPILLAR. MODEL: 3406C. SERIAL NO: 1LS01553. BHP RATING: 599. DIESEL FUELED. EQUIPPED WITH A TURBOCHARGER. DRIVES AN ELECTRICAL EMERGENCY GENERATOR RATED AT 400 KW. JFTNEWOCT0803 17CCR93115 SJE10/05 | 1 | 0 | 0 | 0 | 1 | Diesel | 400 | 53 | 400 | 2021-08-16 | 29.00 | 2021-08-16 | 29.00 | 0 | 0 | 0 | 32.8267 | -117.1569 | 1 | rooftop | 7677 | Engineer Rd |  |  | San Diego | CA | San Diego County | 92111 | US | San Diego Geographic Information Source - JPA
APCD2005-PTO-979801 | Active | 2009-07-31 | [34C] Emergency Standby Engine | USMC MCAS Miramar | Michael Murukis | USMC Miramar San Diego, CA | 92145 | H | EMERGENCY STANDBY ENGINE: 752 BHP GENERAC POWER SYSTEMS MODEL 18.0 DTA / SD500 DIESEL FIRED ENGINE WITH TURBOCHARGING AND AFTERCOOLING, DRIVING A 500KW GENERATOR, S/N: 04/2003.979801 EAD 10/11/05 | 1 | 0 | 0 | 0 | 1 | Diesel | 500 | 752 | 500 | 2022-01-01 | 258.40 | 2022-01-01 | 263.80 | 5.4 | 2700 | 2.4527 | 32.8795 | -117.1612 | 1 | street_center |  | Miramar Rd |  |  | San Diego | CA | San Diego County | 92121 | US | TIGER/LineÂ® dataset from the US Census Bureau
APCD2005-PTO-979804 | Active | 2009-07-31 | [34H] California Certified Emergency Standby Engine | Solar Turbines Inc. | Attn: Aisha Ring Lindberg | 2200 Pacific Hwy San Diego, CA | 92101 | N | Emergency Engine Generator: Caterpillar Diesel Engine, Model 3456, S/N 3PGO1053, rated at 685 bhp, Model Year 2003, EPA Tier 2 Certified Engine, 3CPXL15.8ESK, turbocharged and aftercooled, driving a 450 KW electrical generator. | 1 | 0 | 0 | 0 | 1 | Diesel | 450 | 685 | 450 | 2021-10-21 | 338.00 | 2021-10-21 | 344.00 | 6 | 2700 | 2.4527 | 32.7267 | -117.1724 | 1 | range_interpolation | 2200 | Pacific Hwy |  |  | San Diego | CA | San Diego County | 92101 | US | TIGER/LineÂ® dataset from the US Census Bureau
APCD2005-PTO-979825 | Active | 2009-07-31 | [34W] Registered Engine (Rule 12) | Bonita Sunnyside Fire Protection | General Manager | 4900 Bonita Rd Bonita, CA | 91902 | Q | EMERGENCY STANDBY ENGINE: JOHN DEERE DIESEL ENGINE, MODEL 6059TF001, S/N: T06059T372205, RATED AT 107 BHP, DRIVING A GENERATOR. (979825-CCN-8/03) 17CCR93115SJE 12/05 | 1 | 0 | 0 | 0 | 1 | Diesel |  | 107 | 79.7899 | [5 empty] | 0 | 0 | 32.6668 | -117.023 | 1 | range_interpolation | 4900 | Bonita Rd |  |  | Bonita | CA | San Diego County | 91902 | US | TIGER/LineÂ® dataset from the US Census Bureau
APCD2005-PTO-979829 | Active | 2009-07-31 | [34H] California Certified Emergency Standby Engine | Neurocrine Biosciences, Inc | Aaron Doblar | 10420 Wateridge Circle San Diego, CA | 92121 | G | EMERGENCY STANDBY ENGINE: DETROIT DIESEL ENGINE, MODEL 6063HK35, S/N 06R0743070, RATED AT 635 BHP, EPA CERTIFIED OF ENGINE FAMILY NUMBER2DDXL14.0VLD, TURBOCHARGED, DRIVING A 400 KW GENERATOR.(979829-CCN-1/04) 17CCR93115 SJE10/05 | 1 | 0 | 0 | 0 | 1 | Diesel | 400 | 635 | 400 | 2021-09-22 | 300.00 | 2021-09-22 | 305.40 | 5.4 | 2160 | 1.9621 | 32.8982 | -117.2075 | 1 | rooftop | 10420 | Wateridge Cir |  |  | San Diego | CA | San Diego County | 92121 | US | San Diego Geographic Information Source - JPA
APCD2005-PTO-979838 | Active | 2009-07-31 | [34H] California Certified Emergency Standby Engine | San Diego Gas & Electric Environmental Operations | Fred Zarcilla | 8326 Century Park Ct San Diego, CA | 92123 | J | Emergency Diesel Engine Generator: John Deere, Model 4045HF285K, RATING 197 BHP, S/N PE4045N007877, Engine Family HJDXL06.8120, Tier 3 certified; driving a 125-kW emergency electrical generator. | 1 | 0 | 0 | 0 | 1 | Diesel | 125 | 197 | 125 | 2021-06-30 | 22.30 | 2021-06-30 | 26.30 | 4 | 500 | 0.4542 | 32.8243 | -117.143 | 1 | rooftop | 8326 | Century Park Ct |  |  | San Diego | CA | San Diego County | 92123 | US | Sandoval
APCD2006-PTO-901017 | Active | 2009-07-31 | [34C] Emergency Standby Engine | WYNDHAM SAN DIEGO BAYSIDE | BRUCE BLANTON | 1355 N HARBOR DR SAN DIEGO, CA | 92101 | N | ONE (1) 250 HP JOHN DEERE DIESEL ENGINE, MODEL 6076A, S/N RG6076A-158847, WITH TURBOCHARGING AND AFTERCOOLING DRIVES A 150 KW KOHLER 150ROZJ81 EMERGENCY GENERATOR, S/N 279730.901017 8/4/92 EAD 901017 17CCR93115 SJE 12/05 | 1 | 0 | 0 | 0 | 1 | Diesel | 150 | 250 | 150 | 2021-07-15 | 218.10 | 2022-06-02 | 221.90 | 3.8 | 570 | 0.51778 | 32.7194 | -117.173 | 1 | range_interpolation | 1355 | N Harbor Dr |  |  | San Diego | CA | San Diego County | 92101 | US | TIGER/LineÂ® dataset from the US Census Bureau
APCD2006-PTO-901058 | Active | 2009-07-31 | [34C] Emergency Standby Engine | Poway City Dept of Public Services | Gen Servics Mgr | 14521 Lake Poway Rd Poway, CA | 92064 | F | ONE CAT ENGINE GENERATOR SET, MODEL 3406 BDI, 449 BHP, S/N 4RG00747, DIESEL FIRED, EQUIPPED WITH AFTERCOOLING AND TURBOCHARGING 901058 EFH 08/29/91, 950074 AFS 9/26/95 17CCR93115 SJE11/05 | 1 | 0 | 0 | 0 | 1 | Diesel |  | 449 | 334.8193 | 2021-06-01 | 730.00 | 2022-05-31 | 739.00 | 9 | 3013.3737 | 2.7373 | 33.0069 | -117.0168 | 1 | rooftop | 14521 | Lake Poway Rd |  |  | Poway | CA | San Diego County | 92064 | US | San Diego Geographic Information Source - JPA
APCD2006-PTO-901125 | Active | 2009-07-31 | [34C] Emergency Standby Engine | UCSD Center for Surgery of Encinitas LP | John Jimenez CEO | 477 El Camino Real N #C100 Encinitas, CA | 92024 | E | KOHLER EMERGENCY GENERATOR, MODEL 150R0ZJ, 250 BHP S/N RG6076A143110, EQUIPPED WITH TURBOCHARGING. EFH 6/91 901125 17CCR93115 SJE01/06 (JOHN DEERE 6076A150, S/N RG6076A143110) | 0 | 0 | 0 | 0 | 0 | Unknown |  | 250 | 186.425 | [5 empty] | 0 | 0 | 33.0566 | -117.2612 | 1 | rooftop | 477 | El Camino Real | # | C100 | Encinitas | CA | San Diego County | 92024 | US | San Diego Geographic Information Source - JPA
APCD2006-PTO-901318 | Active | 2009-07-31 | [34C] Emergency Standby Engine | Whispering Palms Water Pollution | Facility Manager | 15525 Via De Santa Fe Rancho Santa Fe, CA | 92067 | E | ONE (1) CUMMINS ENGINE GENERATOR MODEL NTA-885-G3, DIESEL FIRED; SN 30329781 RATED AT 535 BHP; 350 KW; EQUIPPED WITH TURBOCHARGING AND AFTERCOOLING. | 1 | 0 | 0 | 0 | 1 | Diesel | 350 | 535 | 350 | [5 empty] | 0 | 0 | 32.994 | -117.2018 | 1 | rooftop | 15525 | Via De Santa Fe |  |  | Rancho Santa Fe | CA | San Diego County | 92067 | US | San Diego Geographic Information Source - JPA
APCD2006-PTO-910545 | Active | 2009-07-31 | [34C] Emergency Standby Engine | Pacific Bell | Facility Manager | 7569 Girard Av San Diego, CA | 92037 | I | EMERGENCY GENERATOR SET: ONE (1) DETROIT DIESEL ENGINE, MODEL 12V71TA, 670BHP MAXIMUM RATED POWER OUTPUT, UNIT 12VA085952, SO 6A26453, MODEL 71237405 EQUIPPED WITH TURBOCHARGING, AFTERCOOLING; DRIVING ONE (1) STAMFORD GENERATOR, TYPE HC534C1, 450 KW, 208 V, 1562 A, SN C018378/01; CRANK CASE VENT FILTER CV-1000. (APPL#950490/GDS/0597)17CCR93115 SJE12/05 | 1 | 0 | 0 | 0 | 1 | Diesel | 450 | 670 | 450 | [5 empty] | 0 | 0 | 32.8418 | -117.2727 | 0.9 | rooftop | 7569 | Girard Ave |  |  | LA Jolla | CA | San Diego County | 92037 | US | San Diego Geographic Information Source - JPA
APCD2006-PTO-910546 | Active | 2009-07-31 | [34C] Emergency Standby Engine | Pacific Bell | Facility Manager | 5928 Linea Del Cielo Rancho Santa Fe, CA | 92067 | E | EMERGENCY ELECTRICAL GENERATOR, 375 CUMMINS DIESEL, TURBOCHARGED, MODEL NO. NT 855G4 S/N 11643490, 200 KW ALTURDYNE GENERATOR. (APPL #910546/GDS) 12/92 910546 17CCR93115 SJE 12/05 | 1 | 0 | 0 | 0 | 1 | Diesel | 200 | 375 | 200 | [5 empty] | 0 | 0 | 33.0191 | -117.2072 | 1 | rooftop | 5928 | Linea Del Cielo |  |  | Rancho Santa Fe | CA | San Diego County | 92067 | US | San Diego Geographic Information Source - JPA
APCD2006-PTO-910704 | Active | 2009-07-31 | [34C] Emergency Standby Engine | Pacific Bell | Project Manager | 716 Highlands Av National City, CA | 91950 | Q | GENERATOR, EMERGENCY, GENERAC 230 KW, 368 BHP HINO DIESEL ENGINE, S/N EK 130 A10401, TURBOCHARGED, AFTERCOOLED. (APP#910704 GDS) 7/92 91070417CCR93115SJE12/05 | 1 | 0 | 0 | 0 | 1 | Diesel | 230 | 368 | 230 | 2022-04-29 | 540.70 | 2022-04-29 | 544.70 | 4 | 920 | 0.83572 | 32.6786 | -117.0991 | 1 | rooftop | 716 | Highland Ave |  |  | National City | CA | San Diego County | 91950 | US | San Diego Geographic Information Source - JPA
APCD2006-PTO-911139 | Active | 2009-07-31 | [34C] Emergency Standby Engine | Burnham Institute The | David Cruz | 10901 N Torrey Pines Rd San Diego, CA | 92037 | I | EMERGENCY GENERATOR/ENGINE SET: GENERATOR (1125 KVA), SENTINEL MODEL 24707155, TYPE 23192, S/N #99672; DIESEL ENGINE (1500 HP), MODEL 3512, S/N 24Z04672; CRANKCASE EMISSION CONTROL SYSTEM, DYNAPURE MIST COLLECTOR (WITH INTERNAL PREFILTER, PRIMARY FILTER, AND PRIMARY FILTER LINER) (APPL #911139/CW)0294911139 17CCR93115SJE04/06 | 1 | 0 | 0 | 0 | 1 | Diesel |  | 1500 | 1118.55 | 2021-11-12 | 179.50 | 2021-11-12 | 199.60 | 20.1 | 22482.855 | 20.4233 | 32.9014 | -117.2416 | 0.9 | rooftop | 10901 | N Torrey Pines Rd N |  |  | LA Jolla | CA | San Diego County | 92037 | US | San Diego Geographic Information Source - JPA
APCD2006-PTO-911501 | Active | 2009-07-31 | [34C] Emergency Standby Engine | SD City Water Utilities So Creek Station | Facility Manager | 12304 Springhurst Parkway San Diego, CA | 92128 | F | EMERGENCY ELECTRICAL GENERATOR-DIESEL ENGINE SET: KOHLER MODEL 230 ROZD ELECTRICAL GENERATOR WITH DETROIT DIESEL CO., MODEL 06VF195798, S/N 80637305 HP DIESEL ENGINE (ADL 5/93). 911501 17CCR93115 SJE01/06 | 1 | 0 | 0 | 0 | 1 | Diesel |  | Unknown | Unknown | 2021-07-28 | 177.40 | 2022-07-29 | 191.80 | 14.4 | #VALUE! | 0 | 32.9469 | -117.0773 | 1 | rooftop | 12304 | Springhurst Dr |  |  | San Diego | CA | San Diego County | 92128 | US | San Diego Geographic Information Source - JPA
APCD2006-PTO-920003 | Active | 2009-07-31 | [34C] Emergency Standby Engine | SWEETWATER UNION HIGH SCHOOL DISTRICT | CESAR CANIZALES | 1120 EASTLAKE PKWY CHULA VISTA, CA | 91915 | R | EMERGENCY GENERATOR, KOHLER MODEL 180ROZJ, RATED 289 HP AT 180 KW, POWERED BY JOHN DEERE DIESEL ENGINE MODEL 6076AF011, TURBOCHARGED, AFTERCOOLED, S/N RG6076A157244 971655 (6/16)17 CCR 93115 SJE 11/05 | 1 | 0 | 0 | 0 | 1 | Diesel | 180 | 289 | 180 | 2022-02-01 | 146.70 | 2022-02-01 | 146.70 | 0 | 0 | 0 | 32.6416 | -116.9683 | 1 | rooftop | 1120 | Eastlake Pkwy |  |  | Chula Vista | CA | San Diego County | 91915 | US | Sandoval
APCD2006-PTO-920215 | Active | 2009-07-31 | [34C] Emergency Standby Engine | PACIFIC BELL |  | 420 3RD AV CHULA VISTA, CA | 91910 | Q | EMERGENCY ENGINE GENRATOR SET: 630 HP DETROIT DIESEL MODEL 7123-7406 TURBOCHARGED, AFTERCOOLED DIESEL ENGINE S/N 12VA 86618, 450 KW ALTURDYNE GENERATOR. APP#920215 GDS 2/94920215920215 17CCR93115SJE12/05 | 1 | 0 | 0 | 0 | 1 | Diesel | 450 | 630 | 450 | 2022-04-29 | 571.30 | 2022-04-29 | 574.00 | 2.7 | 1215 | 1.1037 | 32.6366 | -117.0787 | 1 | rooftop | 420 | 3rd Ave |  |  | Chula Vista | CA | San Diego County | 91910 | US | San Diego Geographic Information Source - JPA
APCD2006-PTO-920738 | Active | 2009-07-31 | [34C] Emergency Standby Engine | PACIFIC BELL |  | 650 ROBINSON ST E SAN DIEGO, CA | 92103 | M | EMERGENCY GENERATOR: 2275 HP DETROIT DIESEL ENGINE, MODEL 9163-7416 (16V-149TI), TURBOCHARGED, INTERCOOLED, S/N 16E-11538, GENERATOR, 1500 KW, MODEL DASE 04181500, S/N 3370B93, GENSET 3 OF 3. (APP# 920738 GDS 06/93) 920738 17CCR93115SJE12/05 | 1 | 0 | 0 | 0 | 1 | Diesel | 500 | 2275 | 500 | 2021-12-03 | 660.50 | 2021-12-03 | 670.80 | 10.3 | 5150 | 4.6782 | 32.7477 | -117.159 | 0.8 | rooftop | 650 | Robinson Ave |  |  | San Diego | CA | San Diego County | 92103 | US | San Diego Geographic Information Source - JPA
APCD2006-PTO-920860 | Active | 2009-07-31 | [34C] Emergency Standby Engine | PACIFIC BELL |  | 650 ROBINSON ST E SAN DIEGO, CA | 92103 | M | EMERGENCY GENERATOR: 2275 HP DETROIT DIESEL ENGINE MODEL 9163 - 7416 (126V - 149TI), TURBOCHARGED, INTERCOOLED, S/N 16E - 11540, GENERATOR, 1500 KW, MODEL DASE 04181500, S/N 3371B93, GENSET 2 OF 3. (APP# 920860 GDS 06/93) 920860 17 CCR 93115 SJE 12/05 | 1 | 0 | 0 | 0 | 1 | Diesel | 500 | 2275 | 500 | 2021-12-03 | 668.10 | 2021-12-03 | 678.30 | 10.2 | 5100 | 4.6328 | 32.7477 | -117.159 | 0.8 | rooftop | 650 | Robinson Ave |  |  | San Diego | CA | San Diego County | 92103 | US | San Diego Geographic Information Source - JPA
APCD2006-PTO-920861 | Active | 2009-07-31 | [34C] Emergency Standby Engine | PACIFIC BELL |  | 650 ROBINSON ST E SAN DIEGO, CA | 92103 | M | EMERGENCY ENGINE GENERATOR SET: 2275 HP TURBOCHARGED, INTERCOOLED, DETROIT DIESEL MODEL 9163 7416 (16V 149TI), SERIAL NUMBER 16E-10459 WITH A 1500 KW MAGNAVOX SYNCHRONOUS A/C GENERATOR SERIAL NUMBER XM 3862761. 920861 GDS 2/94 920861 17 CCR 93115 SJE 12/05 | 1 | 0 | 0 | 0 | 1 | Diesel | 500 | 2275 | 500 | 2021-12-03 | 663.40 | 2021-12-03 | 673.80 | 10.4 | 5200 | 4.7236 | 32.7477 | -117.159 | 0.8 | rooftop | 650 | Robinson Ave |  |  | San Diego | CA | San Diego County | 92103 | US | San Diego Geographic Information Source - JPA
APCD2006-PTO-921506 | Active | 2009-07-31 | [34C] Emergency Standby Engine | Pacific Bell | Facility Manager | 225 Las Posas Rd N San Marcos, CA | 92069 | B | AN EMERGENCY ELECTRICAL GENERATOR- ENGINE SET: DETROIT DIESEL CO., MODEL 12V-92TA 8123-7405, 6A32836, 830 HP, TURBOCHARGED AND AFTERCOOLED DIESEL ENGINE DRIVING A GENERATOR; NEWAGE STAMFORD, TYPE HC 534E, S/N C27888/3, 500 KW, A/C GENERATOR 921506 17CCR93115 SJE 12/05 | 1 | 0 | 0 | 0 | 1 | Diesel | 500 | 830 | 500 | 2022-04-18 | 475.70 | 2022-04-18 | 478.80 | 3.1 | 1550 | 1.408 | 33.1471 | -117.1894 | 0.9 | range_interpolation | 225 | N Las Posas Rd |  |  | San Marcos | CA | San Diego County | 92069 | US | TIGER/LineÂ® dataset from the US Census Bureau
APCD2006-PTO-930071 | Active | 2009-07-31 | [34C] Emergency Standby Engine | SD City of Police Dept NE Div | Facility Manager | 13396 Salmon River Rd San Diego, CA | 92129 | F | Emergency Generator Engine Set: Caterpillar Model 3306B DI, Serial No. 85Z04623, 375hp @ 1800 rpm, turbocharged diesel engine driving a Caterpillar Model SR4, Serial No. 5F-Z04581; 752 amps @ 208 volts, 250 kW electrical generator. (ADL 2/94). (APP #930071). (7CCR931156 SJE 11/05). | 1 | 0 | 0 | 0 | 1 | Diesel | 250 | 375 | 250 | 2021-05-18 | 187.00 | 2021-05-18 | 188.00 | 1 | 250 | 0.2271 | 32.9601 | -117.1232 | 1 | range_interpolation | 13396 | Salmon River Rd |  |  | San Diego | CA | San Diego County | 92129 | US | TIGER/LineÂ® dataset from the US Census Bureau
APCD2007-PTO-974419 | Active | 2009-07-31 | [34W] Registered Engine (Rule 12) | GOVERNMENT EMPLOYEES INSURANCE COMPANY |  | 14111 DANIELSON ST POWAY, CA | 92064 | F | EMERGENCY ENGINE: CATERPILLAR, MODEL 3512, DIESEL FIRED, 2172 BHP, S/N 6WN00251, DRIVING AN ELECTRIC GENERATOR. (974419 ALC 01/00) 17CCR93115 SJE 09/06 | 1 | 0 | 0 | 0 | 1 | Diesel |  | 2172 | 1619.6604 | 2022-04-22 | 272.00 | 2022-04-22 | 272.00 | 0 | 0 | 0 | 32.9395 | -117.0254 | 1 | rooftop | 14111 | Danielson St |  |  | Poway | CA | San Diego County | 92064 | US | San Diego Geographic Information Source - JPA
APCD2007-PTO-974421 | Active | 2009-07-31 | [34W] Registered Engine (Rule 12) | GOVERNMENT EMPLOYEES INSURANCE COMPANY |  | 14111 DANIELSON ST POWAY, CA | 92064 | F | PERKINS MODEL LJ50418, 80 BHP, S/N: U854965D. 974421 AFS 10 JAN2000 17CCR93115 SJE 03/07 | 0 | 0 | 0 | 0 | 0 | Unknown |  | 80 | 59.656 | 2022-04-22 | 179.10 | 2022-04-22 | 179.50 | 0.4 | 23.8624 | 0 | 32.9395 | -117.0254 | 1 | rooftop | 14111 | Danielson St |  |  | Poway | CA | San Diego County | 92064 | US | San Diego Geographic Information Source - JPA
APCD2007-PTO-974632 | Active | 2009-07-31 | [34W] Registered Engine (Rule 12) | Ferring Research Institute Inc | Troy Gardner | 4245 Sorrento Valley Blvd. San Diego, CA | 92121 | G | FORD/KOHLER NATURAL GAS ENGINE, MODEL LSG-8751-6005-A, S/N 04356-L-06RM, 100 KW. 974632 AFS 23FEB2000 (978698 10/02)(977713 2/02) | 0 | 0 | 1 | 0 | 1 | Natural Gas | 100 | Unknown | 100 | 2021-12-31 | 678.60 | 2022-02-25 | 680.70 | 2.1 | 210 | 0.15251 | 32.9054 | -117.2133 | 1 | rooftop | 4245 | Sorrento Valley Blvd |  |  | San Diego | CA | San Diego County | 92121 | US | San Diego Geographic Information Source - JPA
APCD2007-PTO-974726 | Active | 2009-07-31 | [34W] Registered Engine (Rule 12) | Level 3 Communications | Brian Beitler | 1806 Mission Av Oceanside, CA | 92058 | A | EMERGENCY ENGINE (Mfr: New Holland, serial: 87800867, fuel: diesel, output: 174BHP approximate, Generac model: SD130) for a GENERAC generator (model: 99A02853-S, S/N: 2048092). APPL# 2048092 EFH 03/00 (984725 9/06) 17 CCR 93 115 SJE 01/07 | 1 | 0 | 0 | 0 | 1 | Diesel |  | 174 | 129.7518 | 2021-10-27 | 359.30 | 2021-10-27 | 363.70 | 4.4 | 570.9079 | 0.51861 | 33.2036 | -117.3664 | 1 | rooftop | 1806 | Mission Ave |  |  | Oceanside | CA | San Diego County | 92058 | US | San Diego Geographic Information Source - JPA
APCD2007-PTO-974956 | Active | 2009-07-31 | [34W] Registered Engine (Rule 12) | EL CORTEZ OWNERS ASSOCIATION | JENNY GARCIA | 702 ASH ST SAN DIEGO, CA | 92101 | N | EMERGENCY ENGINE GENERATOR, 490 HP, DETROIT DIESEL ENGINE, MODEL 300DSE, S/N 06R0575316APPL# 974956 EFH 06/0017CCR93115SJE10/05 | 1 | 0 | 0 | 0 | 1 | Diesel |  | 490 | 365.393 | 2021-08-12 | 100.20 | 2021-08-12 | 100.70 | 0.5 | 182.6965 | 0.16596 | 32.7205 | -117.158 | 1 | rooftop | 702 | Ash St |  |  | San Diego | CA | San Diego County | 92101 | US | San Diego Geographic Information Source - JPA
APCD2007-PTO-975126 | Active | 2009-07-31 | [34W] Registered Engine (Rule 12) | SD Square | General Manager | 1055 Ninth Ave San Diego, CA | 92101 | N | EMERGENCY ENGINE GENERATOR, 344 HP JOHN DEERE DIESEL ENGINE, MODEL 6619AF-00 S/N 034693RG APPL# 975126 EFH 06/00 17CCR93115 SJE11/05 | 1 | 0 | 0 | 0 | 1 | Diesel |  | 344 | 256.5208 | 2022-05-12 | 683.70 | 2022-05-12 | 703.10 | 19.4 | 4976.5035 | 4.5206 | 32.7163 | -117.1561 | 1 | rooftop | 1055 | 9th Ave |  |  | San Diego | CA | San Diego County | 92101 | US | San Diego Geographic Information Source - JPA
APCD2007-PTO-975368 | Active | 2009-07-31 | [34W] Registered Engine (Rule 12) | Sysco Food Services of San Diego Inc |  | 12180 Kirkham Rd Poway, CA | 92064 | F | EMERGENCY ENGINE GENERATOR, 1495 HP DETROIT DIESEL ENGINE MODEL R1637K06, S/N 5362000642. | 1 | 0 | 0 | 0 | 1 | Diesel |  | 1495 | 1114.8215 | 2021-08-13 | 186.00 | 2022-08-04 | 190.00 | 4 | 4459.286 | 4.0508 | 32.937 | -117.0527 | 1 | rooftop | 12180 | Kirkham Rd |  |  | Poway | CA | San Diego County | 92064 | US | San Diego Geographic Information Source - JPA
APCD2007-PTO-975378 | Active | 2009-07-31 | [34W] Registered Engine (Rule 12) | Vista Irrigation District | Brian Smith | 1391 Engineer Street Vista, CA | 92081 | B | EMERGENCY ENGINE: CUMMINS ONAN, MODEL 6CTA8.3-G1, 277 BHP, DIESEL FIRED, TURBOCHARGED, AFTERCOOLED, S/N 45958204, DRIVING A 250-KW ELECTRIC GENERATOR. 17CCR93115 SJE 02/07 | 1 | 0 | 0 | 0 | 1 | Diesel | 250 | 277 | 250 | 2022-03-10 | 335.00 | 2022-03-10 | 337.10 | 2.1 | 525 | 0.47691 | 33.1489 | -117.2353 | 0.9 | nearest_rooftop_match | 1392 | Engineer St |  |  | Vista | CA | San Diego County | 92081 | US | San Diego Geographic Information Source - JPA
APCD2007-PTO-975511 | Active | 2009-07-31 | [34W] Registered Engine (Rule 12) | Kaiser Foundation Hospitals | Michael English | 4405 Vandever Av San Diego, CA | 92120 | J | EMERGENCY DIESEL ENGINE: CUMMINS NT-855-G4, S/N 11440030, 375 BHP, TURBOCHARGED, DRIVING A 180 KW KOHLER 180R OZ GENERATOR. 975511 EAD 9/2/01 17CCR93115 SJE02/07985102-SJE-8/2007 | 1 | 0 | 0 | 0 | 1 | Diesel | 180 | 375 | 180 | 2021-09-17 | 809.90 | 2021-09-17 | 818.20 | 8.3 | 1494 | 1.3571 | 32.7873 | -117.0997 | 1 | rooftop | 4405 | Vandever Ave |  |  | San Diego | CA | San Diego County | 92120 | US | San Diego Geographic Information Source - JPA
APCD2007-PTO-975744 | Active | 2009-07-31 | [34W] Registered Engine (Rule 12) | Kaiser Foundation Hospitals | Michael English | 4650 Palm Ave San Diego, CA | 92154 | S | EMERGENCY GENERATOR: 100 BHP JOHN DEERE MODEL 4045TF150 WITH TURBOCHARGING, DIESEL FIRED. S/N T04045T831954; DRIVES A 60 KW KOHLER GENERATOR MODEL 60REOZJ.975744 EAD 9/1/01 17 CCR 93115 SJE 09/06 | 1 | 0 | 0 | 0 | 1 | Diesel | 60 | 100 | 60 | [5 empty] | 0 | 0 | 32.5851 | -117.0336 | 1 | rooftop | 4650 | Palm Ave |  |  | San Diego | CA | San Diego County | 92154 | US | City of San Diego
APCD2007-PTO-976012 | Active | 2009-07-31 | [34W] Registered Engine (Rule 12) | Heritage Apartments The | Maintenance Supervisor | 750 Beech St San Diego, CA | 92101 | N | EMERGENCY ENGINE: ONAN / CUMMINS, MODEL 4B3.9-G2, DIESEL FIRED, 68 BHP, S/N 45994787, DRIVING AN ELECTRIC GENERATOR. (976012 ALC 02/01) 17CCR93115 SJE8/06 | 1 | 0 | 0 | 0 | 1 | Diesel |  | 68 | 50.7076 | 2022-09-06 | 97.90 | 2022-09-06 | 98.60 | 0.7 | 35.4953 | 0.032244 | 32.7211 | -117.158 | 1 | range_interpolation | 750 | Beech St |  |  | San Diego | CA | San Diego County | 92101 | US | TIGER/LineÂ® dataset from the US Census Bureau
APCD2007-PTO-976196 | Active | 2009-07-31 | [34C] Emergency Standby Engine | Dexcom Inc | EHS Manager | 6310 Sequence Dr San Diego, CA | 92121 | G | ONE (1) EMERGENCY ENGINE GENERATOR, DETROIT DIESEL ENGINE, 2200 HP (DERATED TO 1650 HP), DIESEL FIRED, MODEL 12V4000, S/N 1257969, TURBOCHARGED AND AFTERCOOLED, DRIVING A 1125 KW GENERATOR. APPL# 976196 EFH 02/0217CCR93115SJE11/05 Old VAX ID: 97856 A Old BCMS ID: 1998-10488 | 1 | 0 | 0 | 0 | 1 | Diesel | 125 | 2200 | 125 | 2021-12-14 | 170.60 | 2021-12-14 | 176.70 | 6.1 | 762.5 | 0.69265 | 32.906 | -117.1861 | 1 | rooftop | 6310 | Sequence Dr |  |  | San Diego | CA | San Diego County | 92121 | US | San Diego Geographic Information Source - JPA
APCD2007-PTO-976616 | Active | 2009-07-31 | [34H] California Certified Emergency Standby Engine | Olivenhain Municipal Water District | Don Hussey | 7813 Camino Sin Puente Rancho Santa Fe, CA | 92067 | E | Emergency Diesel Engine: Detroit Diesel model 8V2000-G81-RO83-7K06, 765 bhp, S/N: 5312001179, turbocharged, aftercooled, tier 1 certified, family # YDDXL31.8VRE, equipped with carb-verified, level 3 diesel particulate filter (DPF), Sud-Chemie/Clariant model "EnviCat-DPF" engine drives a 500kw generator. (976616 ALC 10/02)17CCR93115SJE11/05984135-SJE-11/07 (INSTALL DPF FOR DRP USE) | 1 | 0 | 0 | 0 | 1 | Diesel | 500 | 765 | 500 | 2022-01-01 | 362.10 | 2022-01-01 | 363.00 | 0.9 | 450 | 0.40878 | 33.0589 | -117.1659 | 1 | rooftop | 7813 | Camino Sin Puente |  |  | Rancho Santa Fe | CA | San Diego County | 92067 | US | San Diego Geographic Information Source - JPA
APCD2007-PTO-976743 | Active | 2009-07-31 | [34H] California Certified Emergency Standby Engine | Manheim San Diego | Bill Miller | 4691 Calle Joven Oceanside, CA | 92057 | A | EMERGENCY STANDBY ENGINE: -MFR: DETROIT DIESEL, MODEL 6063-MK35, S/N 06R0647265, 490 BHP, EPA TIER 1 CERTIFIED OF ENGINE FAMILY NUMBER 1DDXL12.7VGD, EQUIPPED WITH TURBOCHARGER, DRIVING A 300 KW KOHLER GENERATOR (S/N 0708655) (976743-CCN-11/01) 117CCR93115 SJE11/05 | 1 | 0 | 0 | 0 | 1 | Diesel | 300 | 490 | 300 | 2021-12-31 | 184.00 | 2022-01-18 | 187.30 | 3.3 | 990 | 0.89931 | 33.243 | -117.3092 | 1 | rooftop | 4691 | Calle Joven |  |  | Oceanside | CA | San Diego County | 92057 | US | San Diego Geographic Information Source - JPA
APCD2007-PTO-976744 | Active | 2009-07-31 | [34H] California Certified Emergency Standby Engine | Manheim San Diego | Bill Miller | 4691 Calle Joven Oceanside, CA | 92057 | A | EMERGENCY STANDBY ENGINE: MFR: DETROIT DIESEL, MODEL 6063-MK35, UNIT: 06R0641493 415 BHP, EPA TIER 1 CERTIFIED OF ENGINE FAMILY NUMBER 1DDXL12.7VGD, EQUIPPED WITH TURBOCHARGER, DRIVING A 250 KW KOHLER GENERATOR (S/N 0708975) (976744-CCN-11/01) 117CCR93115 SJE11/05 | 1 | 0 | 0 | 0 | 1 | Diesel | 250 | 415 | 250 | 2021-12-31 | 228.90 | 2022-01-18 | 236.20 | 7.3 | 1825 | 1.6578 | 33.243 | -117.3092 | 1 | rooftop | 4691 | Calle Joven |  |  | Oceanside | CA | San Diego County | 92057 | US | San Diego Geographic Information Source - JPA
APCD2007-PTO-977116 | Active | 2009-07-31 | [34C] Emergency Standby Engine | Treo @ Kettner HOA | Facility Manager | 1240 India St San Diego, CA | 92101 | N | EMERGENCY STANDBY ENGINE: CUMMINS DIESEL ENGINE, MODEL QSX15-G9, S/N 14027856, RATED AT 755 BHP, EPA CERTIFIED OF ENGINE FAMILY NUMBER YCEXL015.ABA, EQUIPPED WITH TURBO CHARGER, AFTER COOLER, DRIVING A 450 KW GENERATOR. (977116-CCN-5/04) 17CCR93115 SJE8/06 | 1 | 0 | 0 | 0 | 1 | Diesel | 450 | 755 | 450 | [5 empty] | 0 | 0 | 32.7182 | -117.1687 | 1 | rooftop | 1240 | India St |  |  | San Diego | CA | San Diego County | 92101 | US | San Diego Geographic Information Source - JPA
APCD2007-PTO-977122 | Active | 2009-07-31 | [34C] Emergency Standby Engine | Treo @ Kettner HOA | Facility Manager | 1240 India St San Diego, CA | 92101 | N | EMERGENCY STANDBY ENGINE: CUMMINS DIESEL ENGINE, MODEL 6CTA8.3-F2, S/N 46158243, RATED AT 270 BHP, EQUIPPED WITH TURBO CHARGER, DRIVING AN EMERGENCY FIRE PUMP. (977122-CCN-5/04) 17CCR93115 SJE8/06 | 1 | 0 | 0 | 0 | 1 | Diesel |  | 270 | 201.339 | [5 empty] | 0 | 0 | 32.7182 | -117.1687 | 1 | rooftop | 1240 | India St |  |  | San Diego | CA | San Diego County | 92101 | US | San Diego Geographic Information Source - JPA
APCD2008-PTO-986768 | Active | 2009-07-31 | [34W] Registered Engine (Rule 12) | ARE 9363/9373/9393 Towne Centre LLC | Corrine Aylor | 9393 Towne Centre Dr San Diego, CA | 92121 | G | EMERGENCY DIESEL ENGINE: MFR: ISUZU. MODEL: A-6BG1T. S/N: 6BG1-103413. 115 HP,TURBOCHARGED, AFTERCOOLED, DRIVING AN 80 KW GENERATOR.(S/N: BU08J388) 986768/SJE | 1 | 0 | 0 | 0 | 1 | Diesel | 80 | 115 | 80 | 2022-06-02 | 191.80 | 2022-06-02 | 193.00 | 1.2 | 96 | 0.087206 | 32.8784 | -117.2069 | 1 | rooftop | 9393 | Towne Centre Dr |  |  | San Diego | CA | San Diego County | 92121 | US | San Diego Geographic Information Source - JPA
APCD2008-PTO-986787 | Active | 2009-07-31 | [34H] California Certified Emergency Standby Engine | USMC Base Public Utilities U12 | Air Quality Section | 41 Area Building 418001 Camp Pendleton, CA | 92055 | A | EMERGENCY STANDBY DIESEL ENGINE: DEERE, MODEL: 4045HF285I, S/N: PE4045L057782, 158 BHP, TIER 3 CERTIFIED OF FAMILY # 8JDXL06.8105, MODEL YEAR 2008, TURBO-CHARGED, AFTER-COOLED, DRIVING A 100 KW GENERAC GENERATOR. 986787/DCT/11/08 (Building 418002) | 1 | 0 | 0 | 0 | 1 | Diesel | 100 | 158 | 100 | [5 empty] | 0 | 0 | 33.3877 | -117.4448 | 0.5 | place |  |  |  |  | Camp Pendleton | CA | San Diego County | 92055 | US | TIGER/LineÂ® dataset from the US Census Bureau
APCD2008-PTO-986866 | Active | 2009-07-31 | [34W] Registered Engine (Rule 12) | Southland Envelope Co Inc | Dianne Gonzalez | 10111 Riverford Rd Lakeside, CA | 92040 | H | EMERGENCY DIESEL ENGINE: JOHN DEERE 4039DF004, S/N: CD4039D409412, 66 HP, UNCERTIFIED (TIER 0), INSTALLED SEPT. 2000, DRIVING AN EMERGENCY GENERATOR. 986866/SJE | 1 | 0 | 0 | 0 | 1 | Diesel |  | 66 | 49.2162 | 2022-01-01 | 624.50 | 2022-01-01 | 631.10 | 6.6 | 324.8269 | 0.29507 | 32.8601 | -116.9466 | 1 | rooftop | 10111 | Riverford Rd |  |  | Lakeside | CA | San Diego County | 92040 | US | San Diego Geographic Information Source - JPA
APCD2008-PTO-986911 | Active | 2009-07-31 | [34W] Registered Engine (Rule 12) | Ajinomoto Althea | Michael Naughton | 6175 Lusk Blvd San Diego, CA | 92121 | G | EMERGENCY STANDBY ENGINE: JOHN DEERE DIESEL ENGINE MODEL 6068TF250 S/N T6068T825318 RATED AT 167 BHP DRIVING A GENERATOR. (986911-CCN-8/08) | 1 | 0 | 0 | 0 | 1 | Diesel |  | 167 | 124.5319 | 2021-12-31 | 125.30 | 2022-04-08 | 130.40 | 5.1 | 635.1127 | 0.57693 | 32.8993 | -117.1948 | 1 | rooftop | 6175 | Lusk Blvd |  |  | San Diego | CA | San Diego County | 92121 | US | San Diego Geographic Information Source - JPA
APCD2008-PTO-986916 | Active | 2009-07-31 | [34W] Registered Engine (Rule 12) | Grossmont Gardens | Rebecca Wiliams | 5470 Marengo Ave La Mesa, CA | 91942 | K | EMERGENCY STANDBY NATURAL GAS ENGINE, MAKE: KATOLIGHT (CHRYSLER 318), MODEL: 45FPC4, S/N: E-592078, INITIAL YEAR OPERATED IN SAN DIEGO: 1987, RATING: 78HP, FUEL: NATURAL GAS, 986916 SH 8/08 | 0 | 0 | 1 | 0 | 1 | Natural Gas |  | 78 | 58.1646 | 2021-12-17 | 174.10 | 2022-05-19 | 193.40 | 19.3 | 1122.5768 | 0.81528 | 32.7782 | -117.0231 | 1 | range_interpolation | 5470 | Marengo Ave |  |  | LA Mesa | CA | San Diego County | 91942 | US | TIGER/LineÂ® dataset from the US Census Bureau
APCD2008-PTO-986917 | Active | 2009-07-31 | [34W] Registered Engine (Rule 12) | Grossmont Gardens | Rebecca Wiliams | 5470 Marengo Ave La Mesa, CA | 91942 | K | EMERGENCY STANDBY DIESEL ENGINE, MAKE: CUMMINS, MODEL: 4BT-3.9, S/N: 443 37 581, RATING: 102 HP, YEAR OPERATED IN SAN DIEGO: 1990, ORIG. APP# 986917, SH 8/08 | 1 | 0 | 0 | 0 | 1 | Diesel |  | 102 | 76.0614 | 2021-12-16 | 331.60 | 2022-05-19 | 349.10 | 17.5 | 1331.0745 | 1.2091 | 32.7782 | -117.0231 | 1 | range_interpolation | 5470 | Marengo Ave |  |  | LA Mesa | CA | San Diego County | 91942 | US | TIGER/LineÂ® dataset from the US Census Bureau
APCD2008-PTO-986967 | Active | 2009-07-31 | [34H] California Certified Emergency Standby Engine | Lennar-Intergulf (Pacific) LLC | General Manager | 1431 Pacific Hwy San Diego, CA | 92101 | N | EMERGENCY STANDBY DIESEL ENGINE: CUMMINS, MODEL: QSK23-G7 NR2, S/N: 00316537, RATED AT 1220 BHP, TIER 2 CERTIFIED OF FAMILY #: 7CEXL023.AAB, MODEL YEAR 2007, TURBOCHARGED, AFTERCOOLED, WITH A VERTICAL EXHAUST STACK RELEASE, DRIVING A 750 KW GENERATOR 986967/DCT/10/08 | 1 | 0 | 0 | 0 | 1 | Diesel | 750 | 1220 | 750 | 2021-07-30 | 67.20 | 2021-07-30 | 72.40 | 5.2 | 3900 | 3.5427 | 32.7204 | -117.1708 | 1 | rooftop | 1431 | Pacific Hwy |  |  | San Diego | CA | San Diego County | 92101 | US | Sandoval
APCD2008-PTO-987065 | Active | 2009-07-31 | [34C] Emergency Standby Engine | Valley Center Fire Protection District | Facility Manager | 28234 Lilac Rd Valley Center, CA | 92082 | B | EMERGENCY ENGINE: PROPANE FUELED, FORD ESG-642, 4.2L S/N: 06ZK52059, 74 HP, FAMILY #6FMXB04.2GAA, EQUIPPED WITH NETT TECHNOLOGIES T SERIES CATALYTIC CONVERTER, DRIVING A 47 KW GENERATOR. 987065/SJE | 0 | 0 | 0 | 1 | 1 | Propane | 47 | 74 | 47 | 2022-03-29 | 453.00 | 2022-03-29 | 460.70 | 7.7 | 361.9 | 0.29817 | 33.2217 | -117.0383 | 1 | rooftop | 28234 | Lilac Rd |  |  | Valley Center | CA | San Diego County | 92082 | US | San Diego Geographic Information Source - JPA
APCD2008-PTO-987069 | Active | 2009-07-31 | [34W] Registered Engine (Rule 12) | HCP Torrey Pines LLC | Rob Admire | 11099 N Torrey Pines Rd La Jolla, CA | 92037 | I | EMERGENCY ENGINE: DETROIT DIESEL, MODEL 8063-7405, 423 BHP, DIESEL FIRED, S/N 06VF210437. (987069 ALC 09/08) | 1 | 0 | 0 | 0 | 1 | Diesel |  | 423 | 315.4311 | 2022-05-10 | 282.90 | 2022-05-10 | 284.40 | 1.5 | 473.1467 | 0.4298 | 32.9044 | -117.2431 | 1 | range_interpolation | 11099 | N Torrey Pines Rd |  |  | LA Jolla | CA | San Diego County | 92037 | US | TIGER/LineÂ® dataset from the US Census Bureau
APCD2008-PTO-987367 | Active | 2009-07-31 | [34H] California Certified Emergency Standby Engine | BioMed Realty, LLP | Dam Krachon | 3545 John Hopkins CT San Diego, CA | 92121 | G | Emergency Diesel Engine Generator: John Deere, Model 6135HFG75, 755 BHP, S/N RG6135G009975, Engine Family HJDXL13.5132-009, Tier 3 certified; driving a 500-kW emergency electrical generator. | 1 | 0 | 0 | 0 | 1 | Diesel | 500 | 755 | 500 | 2021-11-19 | 22.60 | 2021-11-19 | 27.20 | 4.6 | 2300 | 2.0893 | 32.8915 | -117.2379 | 1 | rooftop | 3545 | John Hopkins Ct |  |  | San Diego | CA | San Diego County | 92121 | US | Sandoval
APCD2008-PTO-987386 | Active | 2009-07-31 | [34W] Registered Engine (Rule 12) | HCP TPSC, LLC | Mark Egan | 11085 N Torrey Pines Rd La Jolla, CA | 92037 | I | EMERGENCY DIESEL STAND BY ENGINE, MAKE: ALLIS-CHALMERS; MODEL: 649I; S/N: 49-18352; YEAR:1982; GENERATOR MAKE:WINCO, MODEL: B-80ADS-18R/4, S/N: 973438-001/D82, ORIG. APP# 987386, SH 10/08 | 1 | 0 | 0 | 0 | 1 | Diesel |  | Unknown | Unknown | 2021-08-25 | 211.90 | 2022-05-10 | 3.00 | -208.9 | #VALUE! | 0 | 32.9043 | -117.2431 | 1 | range_interpolation | 11085 | N Torrey Pines Rd |  |  | LA Jolla | CA | San Diego County | 92037 | US | TIGER/LineÂ® dataset from the US Census Bureau
APCD2008-PTO-987670 | Active | 2009-07-31 | [34H] California Certified Emergency Standby Engine | USMC Base Public Utilities U02 | Air Quality Section | Building 220189 Camp Pendleton, CA | 92055 | A | EMERGENCY STANDBY DIESEL ENGINE: CUMMINS, MODEL: QSB5-G3 NR3, S/N:46975876, 145 BHP, TIER 3 CERTIFIED OF FAMILY #: 9CEXL0275AAG, MODEL YEAR: 2009, TURBOCHARGED, CHARGE AIR-COOLED, DRIVING A 50 KW GENERATOR 987678/DCT/07/09 Bldg. No. 220189 | 1 | 0 | 0 | 0 | 1 | Diesel | 50 | 145 | 50 | [5 empty] | 0 | 0 | 33.3877 | -117.4448 | 0.5 | place |  |  |  |  | Camp Pendleton | CA | San Diego County | 92055 | US | TIGER/LineÂ® dataset from the US Census Bureau
APCD2008-PTO-987778 | Active | 2009-07-31 | [34H] California Certified Emergency Standby Engine | CIM OFC SAN DIEGO CA, LP | Geoff Dawson | 5887 Copley Drive San Diego, CA | 92111 | M | Emergency Standby Diesel Engine: Cummins, Model: QST30-G5, S/N: 37240296, 1490 bhp, Tier 2 Certified of Family #: 9CEXL030.AAD, Model Year: 2009, turbocharged, aftercooled, driving a 750 kW generator 987778/DCT/06/09 | 1 | 0 | 0 | 0 | 1 | Diesel | 750 | 1490 | 750 | 2021-06-04 | 143.00 | 2022-05-31 | 167.00 | 24 | 18000 | 16.3511 | 32.8436 | -117.1723 | 1 | rooftop | 5887 | Copley Dr |  |  | San Diego | CA | San Diego County | 92111 | US | San Diego Geographic Information Source - JPA
APCD2008-PTO-987820 | Active | 2009-07-31 | [34H] California Certified Emergency Standby Engine | SCRIPPS HEALTH FACILITIES | David S Blackledge | 4275 CAMPUS POINT CT SAN DIEGO, CA | 92121 | G | INTERNAL COMBUSTION ENGINE. MAKE: CUMMINS, MODEL: QSM11-G4, S/N: 35251946.BHP: 470 HP, DIESEL FUELED, EQUIPPED WITH TURBOCHARGER AND AFTERCOOLER. ENGINE FAMILY CERTIFICATION NAME: 9CEXL0661AAH. DRIVES AN ELECTRICAL EMERGENCY GENERATOR RATED AT 300 KW. JFT JUL/09 | 1 | 0 | 0 | 0 | 1 | Diesel | 300 | 470 | 300 | 2021-12-31 | 202.50 | 2022-02-25 | 224.80 | 22.3 | 6690 | 6.0771 | 32.8873 | -117.224 | 1 | rooftop | 4275 | Campus Point Ct |  |  | San Diego | CA | San Diego County | 92121 | US | Sandoval
APCD2008-PTO-987912 | Active | 2009-07-31 | [34H] California Certified Emergency Standby Engine | USMC Base Public Utilities U14 | Air Quality Section | Building 510849 Camp Pendleton, CA | 92055 | A | EMERGENCY STANDBY DIESEL ENGINE: DEERE, MODEL: 4024HF285B, S/N:PE4024L005527, 79 BHP, TIER 3 CERTIFIED OF FAMILY #: 8JDXL03.0113, MODEL YEAR: 2008, TURBOCHARGED, AFTERCOOLED, DRIVING A 50 KW GENERAC GENERATOR 987912/DCT/07/09 | 1 | 0 | 0 | 0 | 1 | Diesel | 50 | 79 | 50 | [5 empty] | 0 | 0 | 33.3877 | -117.4448 | 0.5 | place |  |  |  |  | Camp Pendleton | CA | San Diego County | 92055 | US | TIGER/LineÂ® dataset from the US Census Bureau
APCD2008-PTO-987978 | Active | 2009-07-31 | [34C] Emergency Standby Engine | Zoological Society of San Diego | John Liken-Legal/Risk Mgt | 2920 Zoo Dr San Diego, CA | 92101 | N | INTERNAL COMBUSTION ENGINE. MAKE: GENERAL MOTORS, MODEL: VORTEC 8.1L, S/N 1.9593-08. PROPANE FUELED. BHP: 195. EQUIPPED WITH A TURBOCHARGER. FITTED WITH A 3 WAY CATALYST BRAND DCL INTERNATIONAL MODEL DC46, S/N 175559. DRIVES AN ELECTRICAL EMERGENCY GENERATOR KOHLER, 105 KW, S/N 2243054. JFT JUL/09 | 0 | 0 | 0 | 1 | 1 | Propane | 105 | 195 | 105 | 2021-08-06 | 130.50 | 2021-08-06 | 132.60 | 2.1 | 220.5 | 0.18167 | 32.733 | -117.1393 | 1 | rooftop | 2920 | Zoo Dr |  |  | San Diego | CA | San Diego County | 92101 | US | San Diego Geographic Information Source - JPA
APCD2015-PTO-002466 | Active | 2015-11-12 | [34H] California Certified Emergency Standby Engine | New Cingular Wirless PCS, LLC | Owner Manager | 97 Arviso Lane Valley Center, CA | 92082 | B | Emergency standby engine: Kukje diesel engine for Generac, Model D3400T, S/N TP9W00525, rated at 85 bhp, Model Year 2012, Tier 3 certified of Engine Family Number CKMCL3.41D43, driving a 63.4 KW generator. | 1 | 0 | 0 | 0 | 1 | Diesel | 34 | 85 | 34 | 2022-04-18 | 166.10 | 2022-04-18 | 167.90 | 1.8 | 61.2 | 0.055594 | 33.2705 | -116.9548 | 0.67 | street_center |  | Arviso Rd |  |  | Valley Center | CA | San Diego County | 92082 | US | TIGER/LineÂ® dataset from the US Census Bureau
APCD2015-PTO-002468 | Active | 2015-11-13 | [34H] California Certified Emergency Standby Engine | San Diego Gas & Electric-NorthEast C&O | Jennifer Davis | 571 Enterprise Street Escondido, CA | 92029 | D | Emergency standby engine: John Deere diesel engine, Model 6068HFG85 (S/N: PE6068L954393) , rated at 315 BHP, Model Year 2014, EPA Tier 3 certified of Engine Family Number EJDXL13.5103, driving a 200 KW generator. Equipped with turbocharger and aftercooler. | 1 | 0 | 0 | 0 | 1 | Diesel | 200 | 315 | 200 | 2021-06-10 | 44.60 | 2021-06-10 | 49.50 | 4.9 | 980 | 0.89023 | 33.1245 | -117.1144 | 1 | rooftop | 571 | Enterprise St |  |  | Escondido | CA | San Diego County | 92029 | US | San Diego Geographic Information Source - JPA
APCD2015-PTO-002470 | Active | 2015-11-17 | [34H] California Certified Emergency Standby Engine | Sherpa Clinical Packaging | Mark Paiz | 6166 Nancy Ridge Drive San Diego, CA | 92121 | G | Emergency Engine Generator: John Deere Diesel Engine, Model 6090HF484C, rated at 346 hp, Model Year 2015, S/N RG609L0122795, EPA Tier 3 Certified Engine, Family Number FJDX09.0114, driving a 230 KW Electrical Generator. | 1 | 0 | 0 | 0 | 1 | Diesel | 230 | 346 | 230 | 2021-10-26 | 64.10 | 2021-10-26 | 74.90 | 10.8 | 2484 | 2.2564 | 32.8915 | -117.1856 | 1 | rooftop | 6166 | Nancy Ridge Dr |  |  | San Diego | CA | San Diego County | 92121 | US | San Diego Geographic Information Source - JPA
APCD2015-PTO-002471 | Active | 2015-11-18 | [34H] California Certified Emergency Standby Engine | NBC Universal | Attn: EHS | 9680 Granite Ridge Drive San Diego, CA | 92123 | J | Emergency Diesel Engine Generator: Caterpillar; model C32; serial number PRH05711; Engine Family FCPXL32.0NZS; tier 2 certified; 1474 bhp rated; turbocharged with charge air cooler; driving a 1000 kW generator | 1 | 0 | 0 | 0 | 1 | Diesel | 1000 | 474 | 1000 | 2022-01-01 | 63.40 | 2022-01-01 | 66.30 | 2.9 | 2900 | 2.6343 | 32.8073 | -117.1195 | 1 | rooftop | 9680 | Granite Ridge Dr |  |  | San Diego | CA | San Diego County | 92123 | US | San Diego Geographic Information Source - JPA
APCD2015-PTO-002475 | Active | 2015-03-30 | [34H] California Certified Emergency Standby Engine | General Atomics | Vera Mitrofski | 3483 Dunhill Bldg 34 San Diego, CA | 92121 | G | Emergency standby engine: John Deere diesel engine, Model 6135HFG75, S/N RG6135G006123, rated at 755 bhp, Model Year 2015, Tier 2 certified of Engine Family Number FJDXL13.5132, driving a 500 KW generator. | 1 | 0 | 0 | 0 | 1 | Diesel | 500 | 755 | 500 | 2021-12-31 | 73.30 | 2022-06-17 | 75.30 | 2 | 1000 | 0.90839 | 32.9045 | -117.2336 | 1 | rooftop | 3483 | Dunhill St | Bldg | 34 | San Diego | CA | San Diego County | 92121 | US | San Diego Geographic Information Source - JPA
APCD2015-PTO-002480 | Active | 2014-12-16 | [34H] California Certified Emergency Standby Engine | BMR-Waples LP | Srinivas Hatathodi | 9535 Waples Street San Diego, CA | 92121 | G | Emergency Engine Generator: John Deere Diesel Engine, Model 6068HF285, rated at 237 HP, Model Year 2015, S/N PE6068L270066, EPA Tier 3 Certified Engine, Family Number FJL06.8120, driving a 150 KW Electrical Generator. | 1 | 0 | 0 | 0 | 1 | Diesel | 150 | 237 | 150 | 2021-12-31 | 65.50 | 2022-04-01 | 79.20 | 13.7 | 2055 | 1.8667 | 32.9026 | -117.1825 | 1 | rooftop | 9535 | Waples St |  |  | San Diego | CA | San Diego County | 92121 | US | San Diego Geographic Information Source - JPA
APCD2015-PTO-002481 | Active | 2014-04-18 | [34H] California Certified Emergency Standby Engine | SD CITY DEPT OF METRO WASTEWATER | Jess Miranda | 18130 BERNARDO DR W SAN DIEGO, CA | 92127 | F | Cummins Inc. diesel engine, Model QST30-G5 NR2, S/N 37265013, rated at 1490 hp, Model Year 2015, Tier 2 certified of engine Family Number FCEXL030.AAD, driving a 1000 KW generator. Equipped with turbocharger and aftercooler. | 1 | 0 | 0 | 0 | 1 | Diesel | 1000 | 1490 | 1000 | 2021-05-20 | 50.60 | 2022-05-18 | 62.60 | 12 | 12000 | 10.9007 | 33.0416 | -117.0778 | 0.9 | range_interpolation | 18130 | W Bernardo Dr |  |  | San Diego | CA | San Diego County | 92127 | US | TIGER/LineÂ® dataset from the US Census Bureau
APCD2015-PTO-002491 | Active | 2015-12-22 | [34H] California Certified Emergency Standby Engine | SAFC Pharma | Tommy Thompson | 6219 El Camino Real Carlsbad, CA | 92011 | E | Emergency diesel engine: Mitsubishi, Model S12A2-Y2PTAW-2, S/N 28212, rated at 1207 bhp, Model Year 2015, Tier 2 certified of Engine Family Number FMVXL33.9BBA, driving a 750 KW generator. | 1 | 0 | 0 | 0 | 1 | Diesel | 750 | 1207 | 750 | 2022-01-01 | 127.00 | 2022-01-01 | 128.80 | 1.8 | 1350 | 1.2263 | 33.1233 | -117.2702 | 1 | rooftop | 6219 | El Camino Real |  |  | Carlsbad | CA | San Diego County | 92009 | US | San Diego Geographic Information Source - JPA
APCD2015-PTO-002492 | Active | 2015-04-20 | [34H] California Certified Emergency Standby Engine | San Diego Gas and Electric Company | Kevin Dickison | 735 33rd Street San Diego, CA | 92102 | S | Emergency standby engine: John Deere diesel engine, Model 6135HFG84, S/N RG6135L030691, rated at 538 bhp, Model Year 2015, Tier 3 certified of Engine Family Number FJDXL13.5146, driving a 350 KW generator. | 1 | 0 | 0 | 0 | 1 | Diesel | 350 | 538 | 350 | 2021-08-19 | 30.70 | 2021-08-19 | 33.80 | 3.1 | 1085 | 0.98561 | 32.7132 | -117.1205 | 1 | rooftop | 735 | 33rd St |  |  | San Diego | CA | San Diego County | 92102 | US | San Diego Geographic Information Source - JPA
APCD2015-PTO-002493 | Active | 2015-04-20 | [34H] California Certified Emergency Standby Engine | San Diego Gas and Electric Company | Kevin Dickison | 735 33rd Street San Diego, CA | 92102 | S | Emergency standby engine: John Deere diesel engine, Model 6135HFG84, S/N RG6135L030746, rated at 538 bhp, Model Year 2015, Tier 3 certified of Engine Family Number FJDXL13.5146, driving a 350 KW generator. | 1 | 0 | 0 | 0 | 1 | Diesel | 350 | 538 | 350 | 2021-08-19 | 52.70 | 2021-08-19 | 53.80 | 1.1 | 385 | 0.34973 | 32.7132 | -117.1205 | 1 | rooftop | 735 | 33rd St |  |  | San Diego | CA | San Diego County | 92102 | US | San Diego Geographic Information Source - JPA
APCD2015-PTO-002494 | Active | 2013-12-31 | [34H] California Certified Emergency Standby Engine | Sea World San Diego | Steve Melanese | 500 Sea World Dr San Diego, CA | 92109 | I | Emergency Engine Generator: John Deere Diesel Engine, Model 6090HF484, rated at 385 bhp, Model Year 2014, S/N RG6090L119007, rated at 385 bhp, EPA Tier 3 Certified Engine, Family Number EJDXL09.0114, turbocharged, driving a 250 KW Electrical Generator. | 1 | 0 | 0 | 0 | 1 | Diesel | 250 | 385 | 250 | 2021-12-30 | 61.10 | 2021-12-30 | 89.20 | 28.1 | 7025 | 6.3815 | 32.7611 | -117.2219 | 1 | range_interpolation | 500 | Sea World Dr |  |  | San Diego | CA | San Diego County | 92109 | US | TIGER/LineÂ® dataset from the US Census Bureau
APCD2015-PTO-002495 | Active | 2015-12-29 | [34H] California Certified Emergency Standby Engine | Petco Animal Supplies | Jeff Hutson | 10850 Via Frontera San Diego, CA | 92127 | F | Emergency standby engine: John Deere diesel engine, Model 4045HF285, S/N PE4045L272085, rated at 197 bhp, Model Year 2015, Tier 3 certified of Engine Family Number FJDXL06.8120, driving a 125 KW generator. | 1 | 0 | 0 | 0 | 1 | Diesel | 125 | 197 | 125 | 2022-03-09 | 94.40 | 2022-03-09 | 94.40 | 0 | 0 | 0 | 33.0145 | -117.0973 | 1 | rooftop | 10850 | Via Frontera |  |  | San Diego | CA | San Diego County | 92127 | US | San Diego Geographic Information Source - JPA
APCD2016-PTO-002497 | Active | 2016-01-05 | [34H] California Certified Emergency Standby Engine | Poseidon Water | Peter MacLaggan | 4590 Carlsbad Blvd Carlsbad, CA | 92008 | C | Emergency standby engine: John Deere diesel engine, Model 6068HFG85 (S/N: PE6068L943669), rated at 315 BHP, Model Year 2014, EPA Tier 3 certified of Engine Family Number EJDXL13.5103, driving a 200 KW generator. Equipped with turbocharger and aftercooler. | 1 | 0 | 0 | 0 | 1 | Diesel | 200 | 315 | 200 | 2021-12-15 | 41.50 | 2022-07-14 | 52.50 | 11 | 2200 | 1.9985 | 33.1382 | -117.3387 | 1 | range_interpolation | 4590 | Carlsbad Blvd |  |  | Carlsbad | CA | San Diego County | 92008 | US | TIGER/LineÂ® dataset from the US Census Bureau
APCD2016-PTO-002499 | Active | 2016-01-06 | [34H] California Certified Emergency Standby Engine | Ferring Research Institute Inc | Troy Gardner | 4245 Sorrento Valley Bl San Diego, CA | 92121 | G | Emergency Engine Generator: John Deere Engine, Model 6068HF285, Turbocharged, rated at 237 bhp, Model Year 2015, S/N PE 6068L271375, EPA Tier 3 Certified Engine, Family Number FJDXL06.8120-004, driving a 150 KW, Electrical Generator | 0 | 0 | 0 | 0 | 0 | Unknown | 150 | 237 | 150 | 2021-12-31 | 50.40 | 2022-02-25 | 61.20 | 10.8 | 1620 | 0 | 32.9054 | -117.2133 | 1 | rooftop | 4245 | Sorrento Valley Blvd |  |  | San Diego | CA | San Diego County | 92121 | US | San Diego Geographic Information Source - JPA
APCD2016-PTO-002504 | Active | 2016-01-11 | [34H] California Certified Emergency Standby Engine | Marine Corps Air Station | Derek Wolfe | Building 23670 West Unit Camp Pendleton, CA | 92055 | A | Emergency diesel engine: Make Detroit Diesel MTU, Model 12V2000G85-TB, S/N 5352011849, rated at 1193 bhp, Model Year 2014, Tier 2 certified of Engine Family Number EMDDL35.8GRR, driving an 890 KW generator. (23670 - West) | 1 | 0 | 0 | 0 | 1 | Diesel | 890 | 1193 | 890 | 2021-06-22 | 48.60 | 2021-06-22 | 50.20 | 1.6 | 1424 | 1.2936 | 33.3877 | -117.4448 | 0.5 | place |  |  |  |  | Camp Pendleton | CA | San Diego County | 92055 | US | TIGER/LineÂ® dataset from the US Census Bureau
APCD2016-PTO-002505 | Active | 2016-01-11 | [34H] California Certified Emergency Standby Engine | Marine Corps Air Station | Derek Wolfe | Building 23670 East Unit Camp Pendleton, CA | 92055 | A | Emergency diesel engine: Detroit Diesel MTU engine, Model 12V2000G85-TB, S/N 5352011866, rated at 1194 bhp, Model Year 2014, Tier 2 certified of Engine Family Number EMDDL35.8GRR, driving an 890 KW generator. (23670 - East) | 1 | 0 | 0 | 0 | 1 | Diesel | 890 | 1194 | 890 | 2021-06-22 | 49.20 | 2021-06-22 | 51.00 | 1.8 | 1602 | 1.4552 | 33.3877 | -117.4448 | 0.5 | place |  |  |  |  | Camp Pendleton | CA | San Diego County | 92055 | US | TIGER/LineÂ® dataset from the US Census Bureau
APCD2016-PTO-002506 | Active | 2016-01-12 | [34H] California Certified Emergency Standby Engine | San Diego 2 LLC | Mario Nila | 15051 Avenue of Science San Diego, CA | 92128 | F | Emergency Diesel Engine Generator: John Deere; model 6135HFG84; serial number RG6135L030743; Engine Family FJDXL13.5146; tier 3 certified; 538 bhp rated; turbocharged with charge air cooler; driving a 350 kW generator | 1 | 0 | 0 | 0 | 1 | Diesel | 350 | 538 | 350 | 2022-04-01 | 121.90 | 2022-04-01 | 123.40 | 1.5 | 525 | 0.47691 | 32.9905 | -117.0799 | 1 | rooftop | 15051 | Ave Of Science |  |  | San Diego | CA | San Diego County | 92128 | US | San Diego Geographic Information Source - JPA
APCD2016-PTO-002511 | Active | 2015-09-02 | [34H] California Certified Emergency Standby Engine | New Cingular Wireless PCS LLC dba AT&T Mobility | Cyndi Thrift | 2973 Volcan Mountain Ranch Road Julian, CA | 92036 | D | Emergency standby engine: KUKJE Machinery diesel engine, Model D3400T-Gen1, S/N TP9W00505, rated at 85 bhp, Model Year 2012, Tier 3 certified of Engine Family Number CKMCL3.41D43, driving a 50 KW generator. | 1 | 0 | 0 | 0 | 1 | Diesel | 50 | 85 | 50 | 2021-12-31 | 238.50 | 2022-06-16 | 273.90 | 35.4 | 1770 | 1.6079 | 33.0827 | -116.5858 | 0.67 | street_center |  | Volcan View Dr |  |  | Julian | CA | San Diego County | 92036 | US | TIGER/LineÂ® dataset from the US Census Bureau
APCD2017-PTO-002900 | Active | 2017-08-03 | [34H] California Certified Emergency Standby Engine | Atlantic Shopping Center LP | Hahn Tran | 110 West C Street San Diego, CA | 92101 | N | Emergency Diesel Engine: Volvo Penta, Model TAD 1642 GE, 809 BHP maximum (rated at 713 BHP), S/N D16015154, Model Year 2006, Tier 2 Certified, Engine Family No. 6VPXK16.1ACB, driving a 604-kW generator. | 1 | 0 | 0 | 0 | 1 | Diesel | 604 | 809 | 604 | 2021-09-28 | 0.00 | 2022-06-16 | 8.10 | 8.1 | 4892.4 | 4.4442 | 32.7171 | -117.1641 | 1 | rooftop | 110 | W C St |  |  | San Diego | CA | San Diego County | 92101 | US | San Diego Geographic Information Source - JPA
APCD2017-PTO-002901 | Active | 2017-08-03 | [34H] California Certified Emergency Standby Engine | Wakeland Housing and Development Corporation |  | 1453 4th Ave. San Diego, CA | 92101 | N | Emergency diesel engine: Iveco/FPT diesel engine, Model F3BE9685A-E, S/N E003-241817, rated at 530 bhp, Model Year 2015, Tier 3 certified of Engine Family Number FFPXL12.9IGR, driving a 350 KW generator. | 1 | 0 | 0 | 0 | 1 | Diesel | 350 | 530 | 350 | 2021-09-21 | 44.20 | 2021-09-21 | 55.60 | 11.4 | 3990 | 3.6245 | 32.7206 | -117.1608 | 1 | rooftop | 1453 | 4th Ave |  |  | San Diego | CA | San Diego County | 92101 | US | San Diego Geographic Information Source - JPA
APCD2017-PTO-002904 | Active | 2017-08-17 | [34H] California Certified Emergency Standby Engine | San Ysidro Health | James Tuggle | 1388 Buckman Springs Road Campo, CA | 91906 | R | Emergency Diesel Engine: John Deere, Model 6068HF285, 237 BHP, S/N PE6068N000088, Model Year 2016, Tier 3 certified, Engine Family Number GJDXL06.8120, driving a 150 KW generator. | 1 | 0 | 0 | 0 | 1 | Diesel | 150 | 237 | 150 | 2021-05-06 | 195.20 | 2022-05-10 | 220.30 | 25.1 | 3765 | 3.4201 | 32.6327 | -116.4751 | 1 | range_interpolation | 1388 | Buckman Springs Rd |  |  | Campo | CA | San Diego County | 91906 | US | TIGER/LineÂ® dataset from the US Census Bureau
APCD2017-PTO-002906 | Active | 2017-08-23 | [34H] California Certified Emergency Standby Engine | Zoological Society of San Diego | Ed Chargualaf | 2920 Zoo Dr San Diego, CA | 92101 | N | Emergency Diesel Engine: FPT Industrial S.P.A., Model F2CE9685A-E, 389 BHP, S/N E002-045378, Model Year 2016, Tier 3 Certified, Engine Family No. GFPX08.7TR3, driving a 230-kW generator. | 1 | 0 | 0 | 0 | 1 | Diesel | 230 | 389 | 230 | [5 empty] | 0 | 0 | 32.733 | -117.1393 | 1 | rooftop | 2920 | Zoo Dr |  |  | San Diego | CA | San Diego County | 92101 | US | San Diego Geographic Information Source - JPA
APCD2017-PTO-002911 | Active | 2017-09-06 | [34H] California Certified Emergency Standby Engine | Sherpa Clinical Packaging | Mark Paiz | 6166 Nancy Ridge Drive San Diego, CA | 92121 | G | Emergency standby engine: John Deere diesel engine, Model 6090HF484B, S/N RG6090L128792, rated at 385 bhp, Model Year 2016, Tier 3 certified of Engine Family Number GJDXL09.0114, driving a 250 KW generator. | 1 | 0 | 0 | 0 | 1 | Diesel | 250 | 385 | 250 | 2021-10-26 | 58.40 | 2021-10-26 | 68.70 | 10.3 | 2575 | 2.3391 | 32.8915 | -117.1856 | 1 | rooftop | 6166 | Nancy Ridge Dr |  |  | San Diego | CA | San Diego County | 92121 | US | San Diego Geographic Information Source - JPA
APCD2017-PTO-002912 | Active | 2017-09-07 | [34H] California Certified Emergency Standby Engine | SDSU Foundation dba SDSU Research Foundation | Rick Sims | 6361 Alvarado Court San Diego, CA | 92120 | J | Emergency Diesel Engine: John Deere Model 6068HFG85, S/N PE6068L994279; Engine Family GJDXL13.5103; tier 3 certified; 318 bhp rated; turbocharged with charge air cooler; driving a 200 kW emergency generator | 1 | 0 | 0 | 0 | 1 | Diesel | 200 | 318 | 200 | 2021-06-03 | 22.10 | 2021-06-03 | 24.60 | 2.5 | 500 | 0.4542 | 32.7781 | -117.0624 | 1 | range_interpolation | 6361 | Alvarado Ct |  |  | San Diego | CA | San Diego County | 92182 | US | TIGER/LineÂ® dataset from the US Census Bureau
APCD2017-PTO-002913 | Active | 2017-09-11 | [34H] California Certified Emergency Standby Engine | Cobham Advanced Electronic Solutions Inc. | Ricardo Rubalcava | 9404 Chesapeake Drive San Diego, CA | 92123 | J | Emergency Engine: General Motors, Model Vortec 5.0L, 73 BHP, natural gas fired, S/N 50L0000955T16, Model Year 2016, Engine Family No. GPSIB5.702ED; equipped with a catalytic converter, Nett Technologies, Model TG-152; driving a 54-kW generator. | 0 | 0 | 1 | 0 | 1 | Natural Gas | 54 | 73 | 54 | [5 empty] | 0 | 0 | 32.8384 | -117.1253 | 1 | rooftop | 9404 | Chesapeake Dr |  |  | San Diego | CA | San Diego County | 92123 | US | San Diego Geographic Information Source - JPA
APCD2017-PTO-002914 | Active | 2017-09-11 | [34H] California Certified Emergency Standby Engine | Sunrise of Sabre Springs/Sunrise Senior Living Management | Al Chavarria | 12515 Springhurst Drive San Diego, CA | 92128 | F | Emergency Diesel Engine: John Deere, Model 6068HFG82, 284 BHP, S/N PE6068N000777, Model Year 2016, Tier 3 certified, Engine Family Number GJDXL06.8120, driving a 180-kW generator, located within 500 feet of a school. | 1 | 0 | 0 | 0 | 1 | Diesel | 180 | 284 | 180 | 2022-04-12 | 95.20 | 2022-04-12 | 104.70 | 9.5 | 1710 | 1.5534 | 32.9469 | -117.0773 | 1 | rooftop | 12515 | Springhurst Dr |  |  | San Diego | CA | San Diego County | 92128 | US | San Diego Geographic Information Source - JPA
APCD2017-PTO-002916 | Active | 2017-07-24 | [34W] Registered Engine (Rule 12) | Ramona Municipal Water District | Ed Corbett | 17144 S Woodson Crest Rd. Ramona, CA | 92065 | F | Emergency diesel fire pump engine: Cummins, Model 6BTA5.9F1, 208 BHP, S/N: 43605677. | 1 | 0 | 0 | 0 | 1 | Diesel |  | 208 | 155.1056 | 2021-12-02 | 93.10 | 2021-12-02 | 93.60 | 0.5 | 77.5528 | 0.070448 | 33.0155 | -116.9669 | 0.95 | rooftop | 17144 | Woodson Crest Rd |  |  | Ramona | CA | San Diego County | 92065 | US | San Diego Geographic Information Source - JPA
APCD2017-PTO-002919 | Active | 2017-09-18 | [34H] California Certified Emergency Standby Engine | SD Hotel Circle LLC | Mark Andrews | 2201 Hotel Circle South San Diego, CA | 92108 | M | Emergency standby engine: John Deere diesel engine, model 6068HF285, S/N PE6068L286049; rated at 237 bhp, Model Year 2016, Tier 3 certified of Engine Family Number GJDXL06.8120, driving a 150 KW generator. | 1 | 0 | 0 | 0 | 1 | Diesel | 150 | 237 | 150 | 2021-12-31 | 31.60 | 2022-08-25 | 39.20 | 7.6 | 1140 | 1.0356 | 32.7589 | -117.1831 | 1 | rooftop | 2201 | Hotel Cir S |  |  | San Diego | CA | San Diego County | 92108 | US | San Diego Geographic Information Source - JPA
APCD2017-PTO-002921 | Active | 2017-09-29 | [34H] California Certified Emergency Standby Engine | Pacific Gate Owners Association | Robert Diaz | 888 West E Street San Diego, CA | 92101 | N | Emergency Diesel Engine: Mitsubishi, Model S12A2-Y2PTAW-2, 1207 BHP, S/N 28328, Model Year 2015, Tier 2 Certified, Engine Family No. FMVXL33.9BBA, driving a 750-kW generator. | 1 | 0 | 0 | 0 | 1 | Diesel | 750 | 1207 | 750 | 2021-12-31 | 28.60 | 2022-02-07 | 39.00 | 10.4 | 7800 | 7.0855 | 32.7151 | -117.1705 | 1 | rooftop | 888 | W E St |  |  | San Diego | CA | San Diego County | 92101 | US | San Diego Geographic Information Source - JPA
APCD2017-PTO-002924 | Active | 2017-10-09 | [34H] California Certified Emergency Standby Engine | Invivoscribe Inc. | Don Huffman | 10222 Barnes Canyon Road, Bldg. 1 San Diego, CA | 92121 | G | Emergency Diesel Engine Generator: John Deere Model 6135HFG75, S/N RG6135G009285; Engine Family HJDXL13.5132; tier 2 certified; 755 bhp rated; turbocharged with air cooler; driving a 500 kW emergency electrical generator | 1 | 0 | 0 | 0 | 1 | Diesel | 500 | 755 | 500 | 2021-10-22 | 34.10 | 2021-10-22 | 44.60 | 10.5 | 5250 | 4.7691 | 32.9003 | -117.197 | 1 | rooftop | 10222 | Barnes Canyon Rd | Bldg | 1 | San Diego | CA | San Diego County | 92121 | US | San Diego Geographic Information Source - JPA
APCD2017-PTO-002926 | Active | 2017-10-12 | [34H] California Certified Emergency Standby Engine | US NAVY | John Jay | USN Amphibious Base 2 PUB, Silver Strand Bl Coronado, CA | 92155 | O | Emergency Diesel Engine Generator: John Deere Model 4045HF2851 RATING 158 BHP, S/N TBD, Engine Family HJDXL04.5119, Tier 3 certified; driving a 100-kW emergency electrical generator. | 1 | 0 | 0 | 0 | 1 | Diesel | 100 | 158 | 100 | 2022-04-21 | 96.70 | 2022-04-21 | 100.90 | 4.2 | 420 | 0.38153 | 32.6992 | -117.2096 | 0.5 | place |  |  |  |  | Coronado | CA | San Diego County | 92118 | US | TIGER/LineÂ® dataset from the US Census Bureau
APCD2017-PTO-002927 | Active | 2017-10-17 | [34H] California Certified Emergency Standby Engine | Palomar College | Derrick Johnson | 1140 W Mission Rd San Marcos, CA | 92069 | B | Emergency Diesel Engine Generator: John Deere Model 6090HFG86, S/N RG6090L128287; Engine Family GJDXL09.0114; tier 3 certified; 463 bhp rated; turbocharged with air cooler; driving a 300 kW emergency electrical generator | 1 | 0 | 0 | 0 | 1 | Diesel | 300 | 463 | 300 | 2022-03-01 | 63.30 | 2022-03-01 | 64.60 | 1.3 | 390 | 0.35427 | 33.1524 | -117.1788 | 1 | rooftop | 1140 | W Mission Rd W |  |  | San Marcos | CA | San Diego County | 92069 | US | San Diego Geographic Information Source - JPA
APCD2017-PTO-002928 | Active | 2017-10-18 | [34H] California Certified Emergency Standby Engine | Tandem Diabetes Care Inc | Kandra Olsen | 11075 Roselle Street San Diego, CA | 92121 | G | Emergency Diesel Engine: John Deere, Model: 6068HF285K, 237 BHP, S/N: PE6068L284920, Model Year 2016, Tier 3 Certified, Engine Family No. GJDXL06.8120, driving a 150-kW generator. | 1 | 0 | 0 | 0 | 1 | Diesel | 150 | 237 | 150 | 2021-09-10 | 40.50 | 2021-09-10 | 44.60 | 4.1 | 615 | 0.55866 | 32.9061 | -117.2295 | 1 | rooftop | 11075 | Roselle St |  |  | San Diego | CA | San Diego County | 92121 | US | San Diego Geographic Information Source - JPA
APCD2017-PTO-002943 | Active | 2017-11-15 | [34H] California Certified Emergency Standby Engine | Sea World San Diego | Steve Melanese | 500 Sea World Dr San Diego, CA | 92109 | I | Emergency standby engine: FPT Industrial S. P. (FPX) diesel engine, Model F4HE9685A*, S/N J102-01481905, rated at 237 bhp, Model Year 2017, Tier 3 certified of Engine Family Number HFPXL06.7DGS, driving a 150 KW generator. | 1 | 0 | 0 | 0 | 1 | Diesel | 150 | 237 | 150 | [5 empty] | 0 | 0 | 32.7611 | -117.2219 | 1 | range_interpolation | 500 | Sea World Dr |  |  | San Diego | CA | San Diego County | 92109 | US | TIGER/LineÂ® dataset from the US Census Bureau
APCD2017-PTO-002944 | Active | 2017-11-16 | [34H] California Certified Emergency Standby Engine | Southern California Edison | Brian Metz | Hwy 101 Nuclear Gen Station Camp Pendleton, CA | 92055 | A | Emergency Diesel Engine Generator: Caterpillar / Perkins Model C4.4, S/N E5G00521; Model Year 2017; Engine Family HPKXL04.4NR1; Tier 3 certified; 161 bhp rated; driving a 100 kW emergency electrical generator. | 1 | 0 | 0 | 0 | 1 | Diesel | 100 | 161 | 100 | 2021-08-04 | 67.10 | 2021-08-04 | 157.90 | 90.8 | 9080 | 8.2482 | 33.3877 | -117.4448 | 0.5 | place |  |  |  |  | Camp Pendleton | CA | San Diego County | 92055 | US | TIGER/LineÂ® dataset from the US Census Bureau
APCD2017-PTO-002947 | Active | 2017-11-16 | [34H] California Certified Emergency Standby Engine | Target Store T2871 | Facility Manager | 443 College BLVD Oceanside, CA | 92057 | A | Emergency engine: fueled with natural gas or propane, Make Cummins, Model WSG-1068 / Ford V10 6.8L, S/N G170209719, rated at 131.6 bhp, EPA certified for spark ignited engines of family number HCEXB06.8GDB, driving an 85 KW generator. | 0 | 0 | 1 | 1 | 2 | Natural Gas | 85 | 1316 | 85 | [5 empty] | 0 | 0 | 33.2469 | -117.2933 | 1 | rooftop | 443 | College Blvd |  |  | Oceanside | CA | San Diego County | 92057 | US | San Diego Geographic Information Source - JPA
APCD2005-PTO-977827 | Retired | 2009-07-31 | [34W] Registered Engine (Rule 12) | USMC MCAS Miramar | Michael Murukis | USMC Miramar San Diego, CA | 92145 | H | EMERGENCY STANDBY ENGINE: DEUTZ MODEL BF6L413FR, S/N: 6941263, 200 HP, DIESEL FUEL, TURBOCHARGED, LEAN BURN. 977827 AFS 22 APR 2002 17 CCR 93115 SJE 12/05 | 1 | 0 | 0 | 0 | 1 | Diesel |  | 200 | 149.14 | [5 empty] | 0 | 0 | 32.8795 | -117.1612 | 1 | street_center |  | Miramar Rd |  |  | San Diego | CA | San Diego County | 92121 | US | TIGER/LineÂ® dataset from the US Census Bureau
APCD2005-PTO-977828 | Retired | 2009-07-31 | [34W] Registered Engine (Rule 12) | USMC MCAS Miramar | Michael Murukis | USMC Miramar San Diego, CA | 92145 | H | EMERGENCY STANDBY ENGINE: CUMMINS MODEL 6BT-5.9 G2, S/N: 44276567, 166 HPDIESEL FUEL, TURBOCHARGER, LEAN BURN. 977828 EAD 03270317 CCR 93115 SJE 12/05 | 1 | 0 | 0 | 0 | 1 | Diesel |  | 166 | 123.7862 | [5 empty] | 0 | 0 | 32.8795 | -117.1612 | 1 | street_center |  | Miramar Rd |  |  | San Diego | CA | San Diego County | 92121 | US | TIGER/LineÂ® dataset from the US Census Bureau
APCD2005-PTO-977829 | Retired | 2009-07-31 | [34W] Registered Engine (Rule 12) | USMC MCAS Miramar | Michael Murukis | USMC Miramar San Diego, CA | 92145 | H | EMERGENCY STANDBY ENGINE: CUMMINS MODEL 6BT-5.9 G1, S/N: 44234195, 135 HPDIESEL FUEL, TURBOCHARGER, LEAN BEAN. 977829 EAD 03270317 CCR 93115 SJE 12/05 | 1 | 0 | 0 | 0 | 1 | Diesel |  | 135 | 100.6695 | [5 empty] | 0 | 0 | 32.8795 | -117.1612 | 1 | street_center |  | Miramar Rd |  |  | San Diego | CA | San Diego County | 92121 | US | TIGER/LineÂ® dataset from the US Census Bureau
APCD2005-PTO-977830 | Retired | 2009-07-31 | [34W] Registered Engine (Rule 12) | USMC MCAS Miramar | Michael Murukis | USMC Miramar San Diego, CA | 92145 | H | EMERGENCY STANDY ENGINE: CMMINS MODEL 6BT-5.9 G1, S/N: 44312308, 135 HP, DIESEL FUEL, TURBOCHARGER, LEAN BURN. 977830 EAD 03270317 CCR 93115 SJE 12/05 | 1 | 0 | 0 | 0 | 1 | Diesel |  | 135 | 100.6695 | [5 empty] | 0 | 0 | 32.8795 | -117.1612 | 1 | street_center |  | Miramar Rd |  |  | San Diego | CA | San Diego County | 92121 | US | TIGER/LineÂ® dataset from the US Census Bureau
APCD2005-PTO-977831 | Retired | 2009-07-31 | [34W] Registered Engine (Rule 12) | USMC MCAS Miramar | Michael Murukis | USMC Miramar San Diego, CA | 92145 | H | EMERGENY STANDY ENGINE; CUMMINS MODEL 6BT-5.9 G1, S/N: 44312309, 135 HP, DIESEL FUEL, TURBOCHARGER, LEAN BURN. 977831 EAD 03270317 CCR 93115 SJE 12/05 | 1 | 0 | 0 | 0 | 1 | Diesel |  | 135 | 100.6695 | [5 empty] | 0 | 0 | 32.8795 | -117.1612 | 1 | street_center |  | Miramar Rd |  |  | San Diego | CA | San Diego County | 92121 | US | TIGER/LineÂ® dataset from the US Census Bureau
APCD2005-PTO-977832 | Retired | 2009-07-31 | [34W] Registered Engine (Rule 12) | USMC MCAS Miramar | Michael Murukis | USMC Miramar San Diego, CA | 92145 | H | EMERGENCY STANDBY ENGINE: CUMMINS MODEL 6BT-5.9 G1, S/N 44300089, 135 HP DIESEL FUEL, TURBOCHARGER, LEAN BURN. 977832 EAD 03270317CCR93115SJE12/05 | 1 | 0 | 0 | 0 | 1 | Diesel |  | 135 | 100.6695 | [5 empty] | 0 | 0 | 32.8795 | -117.1612 | 1 | street_center |  | Miramar Rd |  |  | San Diego | CA | San Diego County | 92121 | US | TIGER/LineÂ® dataset from the US Census Bureau
APCD2005-PTO-977835 | Retired | 2009-07-31 | [34W] Registered Engine (Rule 12) | USMC MCAS Miramar | Michael Murukis | USMC Miramar San Diego, CA | 92145 | H | EMERGENCY STANDBY ENGINE: MITSUBISHI MODEL 6D16-T, S/N: TK3413816, DIESELFUEL, TURBOCHARGER, LEAN BURN. 977835 EAD 03260317 CCR 93115 SJE 12/05 | 1 | 0 | 0 | 0 | 1 | Diesel |  | Unknown | Unknown | [5 empty] | #VALUE! | 0 | 32.8795 | -117.1612 | 1 | street_center |  | Miramar Rd |  |  | San Diego | CA | San Diego County | 92121 | US | TIGER/LineÂ® dataset from the US Census Bureau
APCD2005-PTO-977858 | Retired | 2009-07-31 13:59 | [34W] Registered Engine (Rule 12) | San Elijo Joint Powers Authority Eden Gardens PS | Jim Greenstein | Highland Rd & Valley Rd Solana Beach, CA | 92075 | E | EMERGENCY ENGINE: JOHN DEERE, MODEL 6619AF-00, DIESEL FIRED, 235 BHP, S/N 045-07-IRG, DRIVING A 175-KW STAMFORD GENERATOR, S/N: B930499387. (977858 ALC 04/02) 17 CCR 93 115 SJE 10/05 | 1 | 0 | 0 | 0 | 1 | Diesel | 175 | 235 | 175 | [5 empty] | 0 | 0 | 32.9797 | -117.2571 | 1 | intersection |  | Highland Dr |  |  | Solana Beach | CA | San Diego County | 92075 | US | TIGER/LineÂ® dataset from the US Census Bureau
APCD2005-PTO-977859 | Retired | 2009-07-31 | [34W] Registered Engine (Rule 12) | San Elijo Joint Powers Authority San Elijo Hills | Chief Plant | N End of Santa Helena Ave Solana Beach, CA | 92075 | E | EMERGENCY ENGINE: CUMMINS, MODEL HR-6-GC, DIESEL FIRED, 101 BHP, ENGINE NO. 10273734, S/N: 36484, DRIVING A 75-KW ELECTRIC GENERATOR, S/N: MG.052075. (977859 ALC 04/02) 17 CCR 93 115 SJE 10/05 | 1 | 0 | 0 | 0 | 1 | Diesel | 75 | 101 | 75 | [5 empty] | 0 | 0 | 33.0071 | -117.2568 | 1 | place |  |  |  |  | Solana Beach | CA | San Diego County | 92075 | US | TIGER/LineÂ® dataset from the US Census Bureau
APCD2005-PTO-977882 | Retired | 2009-07-31 13:31 | [34C] Emergency Standby Engine | Verizon Wireless (Padre Gold) | Myrna Allende | 7247 Linda Vista Road San Diego, CA | 92111 | M | EMERGENCY STANDBY ENGINE: ONE (1) 71 BHP JOHN DEERE ENGINE, MODEL 4045D, DIESEL FIRED, EPA CERTIFIED, S/N T04045D892886, DRIVING A 40 KW GENERATOR. 977882 EAD 4/28/04 17CCR93115 SJE10/05 | 1 | 0 | 0 | 0 | 1 | Diesel | 40 | 71 | 40 | [5 empty] | 0 | 0 | 32.791 | -117.1653 | 1 | rooftop | 7247 | Linda Vista Rd |  |  | San Diego | CA | San Diego County | 92111 | US | San Diego Geographic Information Source - JPA
APCD2005-PTO-978042 | Retired | 2009-07-31 | [34H] California Certified Emergency Standby Engine | USMC Base Public Health H04 | Air Quality Section | Building 210735 Camp Pendleton, CA | 92055 | A | EMERGENCY STANDBY ENGINE: JOHN DEERE MODEL 6068TF250, EPA CERTIFIED JDX-NR6-00-14, EPA NONROAD DIESEL ENGINE FAMILY YJDXL06.8014, S/N T06068T900274, 166 HP, TURBOCHARGED, LEAN BURN, DIESEL FIRED; 100 KW GENERATOR; LOCATED AT BUILDING 210735. 978042 AFS 26 NOV 2002 17 CCR 93 115 SJE 12/05 | 1 | 0 | 0 | 0 | 1 | Diesel | 100 | 166 | 100 | [5 empty] | 0 | 0 | 33.3877 | -117.4448 | 0.5 | place |  |  |  |  | Camp Pendleton | CA | San Diego County | 92055 | US | TIGER/LineÂ® dataset from the US Census Bureau
APCD2005-PTO-978043 | Retired | 2009-07-31 | [34H] California Certified Emergency Standby Engine | USMC Base Public Health H03 | Air Quality Section | Building 13129 Camp Pendleton, CA | 92055 | A | EMERGENCY STANDBY ENGINE: JOHN DEERE MODEL 6068TF250, EPA CERTIFIED JDX-NR6-00-14, EPA NONROAD DIESEL ENGINE FAMILY 1YJDXL06.8014, S/N: T06068T900161, 166 HP, TURBOCHARGED, LEAN BURN, DIESEL FIRED, 100 KW GENERATOR; LOCATED AT BUILDING 13129. 978043 AFS 26 NOV 2002 17 CCR 93 115 SJE 12/05 | 1 | 0 | 0 | 0 | 1 | Diesel | 100 | 166 | 100 | [5 empty] | 0 | 0 | 33.3877 | -117.4448 | 0.5 | place |  |  |  |  | Camp Pendleton | CA | San Diego County | 92055 | US | TIGER/LineÂ® dataset from the US Census Bureau
APCD2005-PTO-978141 | Retired | 2009-07-31 15:28 | [34W] Registered Engine (Rule 12) | SD CO OF DPW WASTEWATER MGMT | FACILITY MANAGER | 9903 JAMACHA BL SPRING VALLEY, CA | 91978 | Q | INTERNAL COMBUSTION ENGINE. MAKE: CUMMINS/ONAN. MODEL: 180.0DFE-I SR/18614K. SERIAL NO.: K770278304. HP RATING: 355. DIESEL FUELED. POWERS A GENERATOR LOCATED AT WASTEWATER PUMP STATION. 17CCR93115 S.J.Eden Oct 2005 | 1 | 0 | 0 | 0 | 1 | Diesel |  | 355 | 264.7235 | [5 empty] | 0 | 0 | 32.7087 | -116.9845 | 1 | range_interpolation | 9903 | Jamacha Blvd |  |  | Spring Valley | CA | San Diego County | 91977 | US | TIGER/LineÂ® dataset from the US Census Bureau
APCD2005-PTO-978143 | Retired | 2009-07-31 21:39 | [34W] Registered Engine (Rule 12) | SD CO OF DPW WASTEWATER MGMT |  | 444 ARNOLD WAY ALPINE, CA | 91901 | H | INTERNAL COMBUSTION ENGINE. MAKE: CATERPILLAR. MODEL 3160. SERIAL NO. 98M2576.9-TR. HP RATING: 135. DIESEL FUELED ENGINE. POWERS A GENERATOR LOCATEDAT WASTEWATER PUMP STATION.17CCR93115SJE10/05 | 1 | 0 | 0 | 0 | 1 | Diesel |  | 135 | 100.6695 | [5 empty] | 0 | 0 | 32.8415 | -116.806 | 1 | rooftop | 444 | Arnold Way |  |  | Alpine | CA | San Diego County | 91901 | US | San Diego Geographic Information Source - JPA
APCD2005-PTO-978233 | Retired | 2009-07-31 | [34W] Registered Engine (Rule 12) | City of Escondido - LS#9 | Facililty Manager | 1397 Hamilton Lane Escondido, CA | 92029 | D | EMERGENCY STANDBY ENGINE: JOHN DEERE MODEL 6619AF-00, S/N RG6619A050658, 235 HP, DIESEL FIRED, EXISTING ENGINE SINCE JANUARY 26, 2000. 978233 AFS 09 JUL 2002 17CCR93115 SJE 10/05 | 1 | 0 | 0 | 0 | 1 | Diesel |  | 235 | 175.2395 | [5 empty] | 0 | 0 | 33.091 | -117.0958 | 1 | range_interpolation | 1397 | Hamilton Ln |  |  | Escondido | CA | San Diego County | 92029 | US | TIGER/LineÂ® dataset from the US Census Bureau
APCD2005-PTO-978268 | Retired | 2009-07-31 | [34H] California Certified Emergency Standby Engine | SD Co Regional Airport Authority - Clear OFA Taxiway B | Environmental Affairs Dept | 3225 N Harbor Dr San Diego, CA | 92101 | N | Emergency Diesel Engine: John Deere, Model 4024HF285B; Model Year 2013; serial number PE4024L142201; Engine Family DJDXL04.5141; Tier 3 certified; 80 bhp rated; driving a 50 kW emergency electrical generator. | 1 | 0 | 0 | 0 | 1 | Diesel | 50 | 80 | 50 | [5 empty] | 0 | 0 | 32.7293 | -117.1909 | 1 | range_interpolation | 3225 | N Harbor Dr |  |  | San Diego | CA | San Diego County | 92101 | US | TIGER/LineÂ® dataset from the US Census Bureau
APCD2005-PTO-972458 | Active | 2009-07-31 | [34H] California Certified Emergency Standby Engine | City of San Diego Master Tenant c/o CBRE, Inc. | Glenn Chase | 1200 Third Ave, Ste 405 San Diego, CA | 92101 | N | Emergency Diesel Engine Generator: John Deere (Kohler), Model 6068HFG82 (180REOZJG), 284 BHP, S/N PE6068N012789, Engine Family KJDXL06.8120, Tier 3 certified; driving a 180-kW emergency electrical generator. | 1 | 0 | 0 | 0 | 1 | Diesel | 180 | 284 | 180 | [5 empty] | 0 | 0 | 32.7182 | -117.1624 | 1 | rooftop | 1200 | 3rd Ave | Ste | 405 | San Diego | CA | San Diego County | 92101 | US | San Diego Geographic Information Source - JPA
APCD2005-PTO-972524 | Active | 2009-07-31 | [34W] Registered Engine (Rule 12) | City of Escondido - LS#01 | General Manager | 3680 Sunset Drive Escondido, CA | 92025 | D | EMERGENCY STANDBY ENGINE: MFR: DETROIT DIESEL, MODEL: 8V-92TA, DIESEL FIRED, S/N 08VF168761, 568HP (KOHLER, S/N 369509) | 1 | 0 | 0 | 0 | 1 | Diesel |  | 568 | 423.5576 | 2021-07-15 | 372.00 | 2021-07-15 | 378.90 | 6.9 | 2922.5474 | 2.6548 | 33.0663 | -117.0682 | 1 | range_interpolation | 3680 | Sunset Dr |  |  | Escondido | CA | San Diego County | 92025 | US | TIGER/LineÂ® dataset from the US Census Bureau
APCD2005-PTO-972534 | Active | 2009-07-31 | [34W] Registered Engine (Rule 12) | Olivenhain Municipal Water District | Operations Manager | 10605 Rancho Bernardo Rd San Diego, CA | 92127 | F | EMERGENCY ENGINE, CUMMINS MODEL 6 CTA8.3G, S/N 44372701, 227 BHP, DIESEL FIRED, 250 KW GENERATOR. 972534AFS28DEC1998 975538(9/00) 17CCR93115SJE12/05 | 1 | 0 | 0 | 0 | 1 | Diesel | 250 | 227 | 250 | 2022-03-25 | 332.50 | 2022-03-25 | 333.50 | 1 | 250 | 0.2271 | 33.019 | -117.1129 | 1 | rooftop | 10605 | Rancho Bernardo Rd |  |  | San Diego | CA | San Diego County | 92127 | US | San Diego Geographic Information Source - JPA
APCD2005-PTO-972554 | Active | 2009-07-31 | [34W] Registered Engine (Rule 12) | Meridian Master Assoc | General Manager | 700 Front St San Diego, CA | 92101 | N | EMERGENCY STANDBY ENGINE, CUMMINS MODEL 3000 DMF17R, 465HP, S/N 18106402 DIESEL FIRED. APPL# 972554 EFH 12/9817CCR93115SJE12/05 | 1 | 0 | 0 | 0 | 1 | Diesel |  | 465 | 346.7505 | 2021-09-28 | 574.50 | 2021-09-28 | 574.50 | 0 | 0 | 0 | 32.7131 | -117.1652 | 1 | rooftop | 700 | Front St |  |  | San Diego | CA | San Diego County | 92101 | US | San Diego Geographic Information Source - JPA
APCD2005-PTO-972644 | Active | 2009-07-31 | [34W] Registered Engine (Rule 12) | Versum Materials US LLC | Randy Skow | 1969 Palomar Oaks Way Carlsbad, CA | 92011 | E | EMERGENCY ENGINE, GENERAC/OLYMPIAN MODEL 95A04126S, S/N: 2022982, 150 BHP, DRIVING A 126 KW GENERATOR. 972644 AFS 21 DEC 1998 17 CCR 93115 SJE 12/05 | 0 | 0 | 0 | 0 | 0 | Unknown | 126 | 150 | 126 | [5 empty] | 0 | 0 | 33.1187 | -117.2837 | 1 | rooftop | 1969 | Palomar Oaks Way |  |  | Carlsbad | CA | San Diego County | 92011 | US | San Diego Geographic Information Source - JPA
APCD2005-PTO-972687 | Active | 2009-07-31 | [34W] Registered Engine (Rule 12) | Pacific Bell | General Manager | 11865 Rancho Bernardo San Diego, CA | 92128 | F | EMERGENCY ENGINE, DETROIT DIESEL MODEL 24V-71TA, S/N 397063, 1550 BHP. 972687 AFS 30DEC1998 17CCR93115 SJE 12/05 | 1 | 0 | 0 | 0 | 1 | Diesel |  | 1550 | 1155.835 | 2021-10-12 | 434.90 | 2021-10-12 | 448.90 | 14 | 16181.69 | 14.6993 | 33.0224 | -117.0758 | 1 | rooftop | 11865 | Rancho Bernardo Rd |  |  | San Diego | CA | San Diego County | 92128 | US | San Diego Geographic Information Source - JPA
APCD2005-PTO-972733 | Active | 2009-07-31 | [34H] California Certified Emergency Standby Engine | Qualcomm Inc | EHS Department | 5555 Morehouse Dr San Diego, CA | 92121 | G | Emergency Diesel Engine Generator: Kohler/Liebherr Machines Bulle SA, Model KD27V12, S/N 2020 16 0667; Model Year 2020; Engine Family LLHAL45.0ESP; Tier 2 certified; 1494 bhp rated; driving a 1000 kW emergency electrical generator | 1 | 0 | 0 | 0 | 1 | Diesel | 1000 | 494 | 1000 | 2021-12-31 | 0.60 | 2022-05-05 | 21.50 | 20.9 | 20900 | 18.9854 | 32.896 | -117.1953 | 1 | rooftop | 5555 | Morehouse Dr |  |  | San Diego | CA | San Diego County | 92121 | US | San Diego Geographic Information Source - JPA
APCD2005-PTO-972779 | Active | 2009-07-31 | [34W] Registered Engine (Rule 12) | Janssen Research & Development LLC | Patrick McQuinn | 3210 Merryfield Row San Diego, CA | 92121 | G | EMERGENCY ENGINE: CUMMINS, MODEL KDTTA 50-G2, DIESEL FIRED, 2220 BHP,S/N 75998-279, DRIVING AN ELECTRIC GENERATOR, ONAN, MODEL 1500 DFMB. (ALC 972779 02/99) 17CCR93115 SJE11/05 | 1 | 0 | 0 | 0 | 1 | Diesel |  | 2220 | 1655.454 | 2021-12-31 | 468.50 | 2022-03-24 | 494.50 | 26 | 43041.804 | 39.0989 | 32.9005 | -117.2367 | 1 | range_interpolation | 3210 | Merryfield Row |  |  | San Diego | CA | San Diego County | 92121 | US | TIGER/LineÂ® dataset from the US Census Bureau
APCD2005-PTO-972800 | Active | 2009-07-31 | [34W] Registered Engine (Rule 12) | XO California Inc | Operations Manager | 5771 Copley Drive San Diego, CA | 92111 | M | EMERGENCY ENGINE, CUMMINS MODEL KTA19-G4, S/N 37184632. 755 BHP, DIESEL FIRED, 500 KW. 972800 AFS 02FEB1999 17CCR93115 SJE11/05 | 1 | 0 | 0 | 0 | 1 | Diesel | 500 | 755 | 500 | 2021-12-31 | 322.40 | 2022-03-28 | 336.10 | 13.7 | 6850 | 6.2225 | 32.8419 | -117.1693 | 1 | rooftop | 5771 | Copley Dr |  |  | San Diego | CA | San Diego County | 92111 | US | San Diego Geographic Information Source - JPA
APCD2005-PTO-973223 | Active | 2009-07-31 | [34H] California Certified Emergency Standby Engine | SD City of Metro Wastewater Dept | Facility Manager | 10332 San Dieguito Rd San Diego, CA | 92130 | M | Emergency Diesel Engine Generator: Caterpillar Model C18, 900 BHP, S/N FST01770, Engine Family HCPXL18.1NYS, Tier 2 certified; driving a 600-kW emergency electrical generator. | 1 | 0 | 0 | 0 | 1 | Diesel | 600 | 900 | 600 | 2021-05-28 | 44.60 | 2021-05-28 | 47.50 | 2.9 | 1740 | 1.5806 | 32.9753 | -117.2259 | 0.9 | range_interpolation | 10332 | San Dieguito Rd |  |  | San Diego | CA | San Diego County | 92130 | US | TIGER/LineÂ® dataset from the US Census Bureau
APCD2005-PTO-973227 | Active | 2009-07-31 | [34W] Registered Engine (Rule 12) | SD City of Fire Dept Repair Facility | Director of Material | 3870 Kearny Villa Rd San Diego, CA | 92123 | J | CUMMINS MODEL NTA 855G, 375 KVA, S/N 211512733. 973227 AFS 20APR1999 17CCR 93115 SJE 10/05 | 0 | 0 | 0 | 0 | 0 | Unknown |  | Unknown | Unknown | 2021-12-31 | 205.10 | 2022-06-28 | 207.40 | 2.3 | #VALUE! | 0 | 32.8114 | -117.151 | 1 | rooftop | 3870 | Kearny Villa Rd |  |  | San Diego | CA | San Diego County | 92123 | US | San Diego Geographic Information Source - JPA
APCD2005-PTO-973399 | Active | 2009-07-31 | [34H] California Certified Emergency Standby Engine | Cox Comm - Chula Vista MTC | Brandy Brickey | 406 3rd Ave Chula Vista, CA | 91910 | Q | Caterpillar, model C27, model year 2019, S/N MJE05076; engine family KCPXL27.0NZS, Tier 2 certified; vertical exhaust stack; 1114 bhp rating, driving a 750 kW emergency electrical generator. | 0 | 0 | 0 | 0 | 0 | Unknown | 750 | 114 | 750 | 2022-01-14 | 15.00 | 2022-01-14 | 15.00 | 0 | 0 | 0 | 32.6375 | -117.0787 | 1 | rooftop | 406 | 3rd Ave |  |  | Chula Vista | CA | San Diego County | 91910 | US | San Diego Geographic Information Source - JPA
APCD2005-PTO-973400 | Active | 2009-07-31 | [34H] California Certified Emergency Standby Engine | Cox Comm - Chula Vista MTC | Brandy Brickey | 406 3rd Ave Chula Vista, CA | 91910 | Q | Caterpillar, model C27, model year 2019, S/N MJE05077; engine family KCPXL27.0NZS, Tier 2 certified; vertical exhaust stack; 1114 bhp rating, driving a 750 kW emergency electrical generator. | 0 | 0 | 0 | 0 | 0 | Unknown | 750 | 114 | 750 | 2021-12-31 | 5.60 | 2021-12-31 | 10.80 | 5.2 | 3900 | 0 | 32.6375 | -117.0787 | 1 | rooftop | 406 | 3rd Ave |  |  | Chula Vista | CA | San Diego County | 91910 | US | San Diego Geographic Information Source - JPA
APCD2005-PTO-973402 | Active | 2009-07-31 | [34H] California Certified Emergency Standby Engine | Cox Communications-Federal MTC | Brandy Brickey | 5159 Federal Bl San Diego, CA | 92105 | K | Emergency Diesel Engine Generator 1: Caterpillar Model 3512C rated 2206 bhp, S/N LYH00216, Engine Family HCPXL78.1NZS, Tier 2 certified; driving a 1500-kW emergency electrical generator | 1 | 0 | 0 | 0 | 1 | Diesel | 500 | 206 | 500 | 2021-12-07 | 26.00 | 2022-03-11 | 30.70 | 4.7 | 2350 | 2.1347 | 32.7205 | -117.0827 | 1 | rooftop | 5159 | Federal Blvd |  |  | San Diego | CA | San Diego County | 92105 | US | San Diego Geographic Information Source - JPA
APCD2005-PTO-973403 | Active | 2009-07-31 | [34H] California Certified Emergency Standby Engine | Cox Communications-Federal MTC | Brandy Brickey | 5159 Federal Bl,(1441 Euclid Ave) San Diego, CA | 92105 | K | Emergency Diesel Engine Generator 2: Caterpillar Model 3512C rated 2206 bhp, S/N LY00217, Engine Family HCPXL78.1NZS, Tier 2 certified; driving a 1500-kW emergency electrical generator. | 1 | 0 | 0 | 0 | 1 | Diesel | 500 | 206 | 500 | 2021-12-07 | 20.90 | 2022-03-11 | 26.30 | 5.4 | 2700 | 2.4527 | 32.7205 | -117.0827 | 1 | rooftop | 5159 | Federal Blvd |  | 1441 | San Diego | CA | San Diego County | 92105 | US | San Diego Geographic Information Source - JPA
APCD2005-PTO-973404 | Active | 2009-07-31 | [34W] Registered Engine (Rule 12) | Cox Communications-Escondido MTC | Brandy Brickey | 1940 E. Valley Parkway Escondido, CA | 92027 | D | CATERPILLAR, MODEL 3406, S/N 4ZR02558, diesel fueled, 519 BHP (Unit #2 / North) | 1 | 0 | 0 | 0 | 1 | Diesel |  | 519 | 387.0183 | 2021-08-31 | 216.00 | 2021-08-31 | 220.00 | 4 | 1548.0732 | 1.4063 | 33.1377 | -117.0534 | 1 | rooftop | 1940 | E Valley Pkwy E |  |  | Escondido | CA | San Diego County | 92027 | US | San Diego Geographic Information Source - JPA
APCD2005-PTO-973405 | Active | 2009-07-31 | [34W] Registered Engine (Rule 12) | Cox Communications-Escondido MTC | Brandy Brickey | 1940 E. Valley Parkway Escondido, CA | 92027 | D | CATERPILLAR, MODEL 3406, S/N 4ZR02571, diesel fueled, 519 BHP. (Unit #1 / South) | 1 | 0 | 0 | 0 | 1 | Diesel |  | 519 | 387.0183 | 2021-08-31 | 280.00 | 2021-08-31 | 284.00 | 4 | 1548.0732 | 1.4063 | 33.1377 | -117.0534 | 1 | rooftop | 1940 | E Valley Pkwy E |  |  | Escondido | CA | San Diego County | 92027 | US | San Diego Geographic Information Source - JPA
APCD2005-PTO-973422 | Active | 2009-07-31 | [34W] Registered Engine (Rule 12) | SD City of Police Dept Western Div | Facility Manager | 5215 Gaines St San Diego, CA | 92110 | I | CUMMINS MODEL NT855G3, 390 BHP, DIESEL FIRED, S/N 30114784 | 1 | 0 | 0 | 0 | 1 | Diesel |  | 390 | 290.823 | 2021-10-29 | 1801.40 | 2022-02-16 | 1809.20 | 7.8 | 2268.4194 | 2.0606 | 32.764 | -117.1953 | 1 | range_interpolation | 5215 | Gaines St |  |  | San Diego | CA | San Diego County | 92110 | US | TIGER/LineÂ® dataset from the US Census Bureau
APCD2005-PTO-973438 | Active | 2009-07-31 | [34W] Registered Engine (Rule 12) | USN Flt Anti Sub Wrfr Trng Ctr PAC | Commanding Officer | 32444 Echo Lane Bldg 11 San Diego, CA | 92147 | I | EMERGENCY ENGINE GENERATOR, 275 HP CAT DIESEL ENGINE, MODEL 3306DI, S/N 85Z00421. APPL# 973438 EFH 09/99, 17CCR93115 SJE12/05, NO APP 1/2011 | 1 | 0 | 0 | 0 | 1 | Diesel |  | 275 | 205.0675 | 2021-09-16 | 531.70 | 2021-09-16 | 555.50 | 23.8 | 4880.6065 | 4.4335 | 32.7239 | -117.2176 | 1 | range_interpolation | 32444 | Echo Ln | Bldg | 11 | San Diego | CA | San Diego County | 92147 | US | TIGER/LineÂ® dataset from the US Census Bureau
APCD2005-PTO-973439 | Active | 2002-04-23 | [34W] Registered Engine (Rule 12) | USN Southwest Federal Fire Dept | Env Protection Specialist | 4297 Pacific Hwy Bldg 28 San Diego, CA | 92110 | I | Emergency standby engine: John Deere diesel engine, Model 6059TF, S/N CD6059T163301, rated at 165 bhp, driving a Kohler generator, Model 80ROZJ81. (APPL# 973439 EFH 09/99) (17CCR93115 SJE 12/05) (no app 1/2011) (s/n update CCN 12/11) | 1 | 0 | 0 | 0 | 1 | Diesel |  | 165 | 123.0405 | 2021-09-15 | 408.80 | 2021-09-15 | 408.80 | 0 | 0 | 0 | 32.7477 | -117.198 | 1 | range_interpolation | 4297 | Pacific Hwy | Bldg | 28 | San Diego | CA | San Diego County | 92110 | US | TIGER/LineÂ® dataset from the US Census Bureau
APCD2005-PTO-973481 | Active | 2009-07-31 | [34W] Registered Engine (Rule 12) | SD City Of Police Dept SE Div | Facility Manager | 7222 Skyline Dr San Diego, CA | 92114 | N | CATERPILLAR DIESEL ENGINE MODEL 3406 DI, 830 BHP, S/N 2WB01410.973481 AFS 14 JUN 1999 17 CCR 93 115 SJE 12/05 | 1 | 0 | 0 | 0 | 1 | Diesel |  | 830 | 618.931 | [5 empty] | 0 | 0 | 32.7036 | -117.0426 | 1 | range_interpolation | 7222 | Skyline Dr |  |  | San Diego | CA | San Diego County | 92114 | US | TIGER/LineÂ® dataset from the US Census Bureau
APCD2005-PTO-973505 | Active | 2009-07-31 | [34W] Registered Engine (Rule 12) | SD City Dept Of Wastewater |  | 3795 Crown Point Dr San Diego, CA | 92109 | I | CUMMINS NATURAL GAS ENGINE MODEL GTA 21, 275 BHP S/N 25174482973505 AFS 14JUN1999 31AUG05 EQ DESCR CHG DAS | 0 | 0 | 1 | 0 | 1 | Natural Gas |  | 275 | 205.0675 | [5 empty] | 0 | 0 | 32.7894 | -117.2335 | 1 | range_interpolation | 3795 | Crown Point Dr |  |  | San Diego | CA | San Diego County | 92109 | US | TIGER/LineÂ® dataset from the US Census Bureau
APCD2005-PTO-973509 | Active | 2009-07-31 | [34W] Registered Engine (Rule 12) | SD City Dept Of Metro Wastewater |  | 5890 Copley Dr San Diego, CA | 92111 | M | WAUKESHA NATURAL GAS FIRED ENGINE MODEL F18G, 290 BHP S/N C-10531/1973509 AFS 14JUN1999 (FUEL TO NAT GAS DAS 20JUL2005) | 0 | 0 | 1 | 0 | 1 | Natural Gas |  | 290 | 216.253 | 2021-12-31 | 253.20 | 2022-03-03 | 265.80 | 12.6 | 2724.7878 | 1.9789 | 32.843 | -117.1728 | 1 | range_interpolation | 5890 | Copley Dr |  |  | San Diego | CA | San Diego County | 92111 | US | TIGER/LineÂ® dataset from the US Census Bureau
APCD2005-PTO-973676 | Active | 2009-07-31 | [34W] Registered Engine (Rule 12) | Quidel Corporation | Kristine Ortiz-Luis | 2285 Rutherford Rd Carlsbad, CA | 92008 | C | EMERGENCY ENGINE GENERATOR, 469 HP CUMMINS DIESEL ENGINE, MODEL NTA 855G3, S/N 11948156, TURBOCHARGED AND AFTERCOOLED. 17CCR93115 SJE11/05 | 1 | 0 | 0 | 0 | 1 | Diesel |  | 469 | 349.7333 | 2021-12-03 | 537.70 | 2021-12-03 | 565.40 | 27.7 | 9687.6124 | 8.8002 | 33.1318 | -117.2737 | 1 | rooftop | 2285 | Rutherford Rd |  |  | Carlsbad | CA | San Diego County | 92008 | US | San Diego Geographic Information Source - JPA
APCD2005-PTO-973677 | Active | 2009-07-31 | [34W] Registered Engine (Rule 12) | Metropolitan Transit Dev Board | Tim Burrie | 100 16th St San Diego, CA | 92101 | N | EMERGENCY GENERATOR/ENGINE SET: 455 BHP DETROIT DIESEL ENGINE, MODEL 6063-TK35, S/N 573582, DRIVING A 275 KW GENERATOR. 973677 EAD 10/20/99 17CCR93115SJE11/05 (ATCM: S/N 06B0503730) | 1 | 0 | 0 | 0 | 1 | Diesel | 275 | 455 | 275 | 2021-12-31 | 393.60 | 2022-04-22 | 425.00 | 31.4 | 8635 | 7.844 | 32.7078 | -117.1501 | 1 | rooftop | 100 | 16th St |  |  | San Diego | CA | San Diego County | 92101 | US | San Diego Geographic Information Source - JPA
APCD2005-PTO-973743 | Active | 2009-07-31 | [34W] Registered Engine (Rule 12) | Cox COMM-Downtown MTC | Brandy Brickey | 220 Elm St San Diego, CA | 92101 | N | EMERGENCY ENGINE GENERATOR: 438 HORSEPOWER CATERPILLAR DIESEL ENGINE MODEL 3406, SERIAL NUMBER 4ZR04503. GDS 973743 8/99 17CCR93115 SJE11/05 | 1 | 0 | 0 | 0 | 1 | Diesel |  | 438 | 326.6166 | 2022-03-21 | 305.00 | 2022-03-21 | 308.00 | 3 | 979.8498 | 0.89009 | 32.7243 | -117.1626 | 1 | rooftop | 220 | Elm St |  |  | San Diego | CA | San Diego County | 92101 | US | San Diego Geographic Information Source - JPA
APCD2005-PTO-973744 | Active | 2009-07-31 | [34W] Registered Engine (Rule 12) | Cox COMM-Downtown MTC | Brandy Brickey | 220 Elm St San Diego, CA | 92101 | N | EMERGENCY ENGINE GENERATOR: 438 HORSEPOWER CATERPILLAR DIESEL ENGINE MODEL 3406, SERIAL NUMBER 4ZR04475. GDS 973744 8/99 17CCR93115 SJE11/05 | 1 | 0 | 0 | 0 | 1 | Diesel |  | 438 | 326.6166 | 2022-03-21 | 205.00 | 2022-03-21 | 206.00 | 1 | 326.6166 | 0.2967 | 32.7243 | -117.1626 | 1 | rooftop | 220 | Elm St |  |  | San Diego | CA | San Diego County | 92101 | US | San Diego Geographic Information Source - JPA
APCD2005-PTO-973747 | Active | 2009-07-31 | [34W] Registered Engine (Rule 12) | Cox Communications-Oceanside MTC | Brandy Brickey | 623 Garrison St Oceanside, CA | 92054 | C | EMERGENCY ENGINE GENERATOR: 587 HORSEPOWER CATERPILLAR DIESEL ENGINE MODEL 3406, SERIAL NUMBER 4ZR01656. UNIT #1 (SOUTH) GDS 973747 8/99 17 CCR 93 115 SJE 11/04 | 1 | 0 | 0 | 0 | 1 | Diesel |  | 587 | 437.7259 | 2021-09-07 | 294.00 | 2021-09-07 | 298.00 | 4 | 1750.9036 | 1.5905 | 33.201 | -117.3377 | 1 | rooftop | 623 | Garrison St |  |  | Oceanside | CA | San Diego County | 92054 | US | San Diego Geographic Information Source - JPA
APCD2005-PTO-973748 | Active | 2009-07-31 | [34W] Registered Engine (Rule 12) | Cox Communications-Oceanside MTC | Brandy Brickey | 623 Garrison St Oceanside, CA | 92054 | C | EMERGENCY ENGINE GENERATOR: 587 HORSE POWER CATERPILLAR DIESEL ENGINE MODEL 3406, SERIAL NUMBER 4ZR01647. UNIT#2 (NORTH) GDS 973748 8/99 17 CCR 93 115 SJE 11/05 | 1 | 0 | 0 | 0 | 1 | Diesel |  | 587 | 437.7259 | 2021-09-07 | 220.00 | 2021-09-07 | 223.00 | 3 | 1313.1777 | 1.1929 | 33.201 | -117.3377 | 1 | rooftop | 623 | Garrison St |  |  | Oceanside | CA | San Diego County | 92054 | US | San Diego Geographic Information Source - JPA
APCD2005-PTO-973749 | Active | 2009-07-31 | [34H] California Certified Emergency Standby Engine | Cox Communications - Poway MTC | Brandy Brickey | 14016 Midland Road Poway, CA | 92064 | F | Emergency Diesel Engine Generator: Caterpillar, Model C27, 1141 BHP, S/N MJE04744, Engine Family HCPXL27.0NZS, Tier 2 certified; driving a 750-kW emergency electrical generator. | 1 | 0 | 0 | 0 | 1 | Diesel | 750 | 1141 | 750 | 2022-04-26 | 16.90 | 2022-04-26 | 18.10 | 1.2 | 900 | 0.81755 | 32.9679 | -117.0366 | 1 | rooftop | 14016 | Midland Rd |  |  | Poway | CA | San Diego County | 92064 | US | San Diego Geographic Information Source - JPA
APCD2005-PTO-973750 | Active | 2009-07-31 | [34H] California Certified Emergency Standby Engine | Cox Communications - Poway MTC | Brandy Brickey | 14016 Midland Road Poway, CA | 92064 | F | Emergency Diesel Engine Generator: Caterpillar, Model C27, 1141 BHP, S/N MJE04749, Engine Family HCPXL27.0NZS, Tier 2 certified; driving a 750-kW emergency electrical generator. | 1 | 0 | 0 | 0 | 1 | Diesel | 750 | 1141 | 750 | 2022-04-26 | 15.50 | 2022-04-26 | 17.70 | 2.2 | 1650 | 1.4988 | 32.9679 | -117.0366 | 1 | rooftop | 14016 | Midland Rd |  |  | Poway | CA | San Diego County | 92064 | US | San Diego Geographic Information Source - JPA
APCD2005-PTO-973752 | Active | 2009-07-31 | [34W] Registered Engine (Rule 12) | USMC MCAS Miramar | Michael Murukis | USMC Miramar San Diego, CA | 92145 | H | CLARK/DETROIT DIESEL-ALLISON ENGINE MODEL PDFP-L4YN, 67 BHP, S/N: U847009C. DRIVES A FIRE PUMP IN BUILD. 7122. 973752 AFS 09 AUG 1999 17 CCR 93115 SJE 12/05 | 1 | 0 | 0 | 0 | 1 | Diesel |  | 67 | 49.9619 | 2022-01-01 | 135.60 | 2022-01-01 | 135.60 | 0 | 0 | 0 | 32.8795 | -117.1612 | 1 | street_center |  | Miramar Rd |  |  | San Diego | CA | San Diego County | 92121 | US | TIGER/LineÂ® dataset from the US Census Bureau
APCD2005-PTO-973753 | Active | 2009-07-31 | [34W] Registered Engine (Rule 12) | USMC MCAS Miramar | Michael Murukis | USMC Miramar San Diego, CA | 92145 | H | CLARK/DETROIT DIESEL ALLISON ENGINE, MODEL PDFP-L4YN, 60 BHP, S/N: U922737D. DRIVES A FIRE PUMP IN BUILD. 6001. 973753 AFS 09 AUG 1999 17 CCR 93115 SJE 12/05 | 1 | 0 | 0 | 0 | 1 | Diesel |  | 60 | 44.742 | 2022-01-01 | 143.90 | 2022-01-01 | 144.40 | 0.5 | 22.371 | 0.020322 | 32.8795 | -117.1612 | 1 | street_center |  | Miramar Rd |  |  | San Diego | CA | San Diego County | 92121 | US | TIGER/LineÂ® dataset from the US Census Bureau
APCD2005-PTO-973760 | Active | 2009-07-31 | [34H] California Certified Emergency Standby Engine | FPUD - Overland Trail Lift Station | Owni Toma | 2857 South Mission Rd Fallbrook, CA | 92028 | A | Emergency Diesel Engine Generator: FPT Industrial S.p.A., Model F2CE9685A-E, 389 BHP, S/N E002-054110, Engine Family KFPXL08.7TR3, Tier 3 certified; driving a 250-kW emergency electrical generator; vented to a vertical stack; 4" diameter, 12' height. | 1 | 0 | 0 | 0 | 1 | Diesel | 250 | 389 | 250 | 2021-07-29 | 0.00 | 2021-07-29 | 8.30 | 8.3 | 2075 | 1.8849 | 33.3386 | -117.2385 | 1 | range_interpolation | 2857 | S Mission Rd |  |  | Fallbrook | CA | San Diego County | 92028 | US | TIGER/LineÂ® dataset from the US Census Bureau
APCD2005-PTO-973768 | Active | 2009-07-31 | [34W] Registered Engine (Rule 12) | Cox Communications-Alpine MTC | Brandy Brickey | 838 Tavern Road Alpine, CA | 91901 | H | EMERGENCY ENGINE GENERATOR: 343 HORSEPOWER CATERPILLAR DIESEL ENGINE MODEL3306, SERIAL NUMBER 9NR01373. GDS 973768 8/99 17CCR93115 SJE11/05 | 1 | 0 | 0 | 0 | 1 | Diesel |  | 343 | 255.7751 | 2022-01-01 | 256.00 | 2022-01-01 | 261.00 | 5 | 1278.8755 | 1.1617 | 32.8415 | -116.7873 | 1 | rooftop | 838 | Tavern Rd |  |  | Alpine | CA | San Diego County | 91901 | US | San Diego Geographic Information Source - JPA
APCD2005-PTO-973769 | Active | 2009-07-31 | [34W] Registered Engine (Rule 12) | Cox Communications-Alpine MTC | Brandy Brickey | 838 Tavern Road Alpine, CA | 91901 | H | EMERGENCY ENGINE GENERATOR: 343 HORSEPOWER CATERPILLAR DIESEL ENGINE MODEL 3306, SERIAL NUMBER 9NR01376. GDS 973769 8/99 17CCR93115 SJE11/05 | 1 | 0 | 0 | 0 | 1 | Diesel |  | 343 | 255.7751 | 2022-01-01 | 549.00 | 2022-01-01 | 554.00 | 5 | 1278.8755 | 1.1617 | 32.8415 | -116.7873 | 1 | rooftop | 838 | Tavern Rd |  |  | Alpine | CA | San Diego County | 91901 | US | San Diego Geographic Information Source - JPA
APCD2005-PTO-973818 | Active | 2009-07-31 | [34W] Registered Engine (Rule 12) | Pacific Bell |  | 2228 Saipan Dr San Diego, CA | 92139 | Q | EMERGENCY ENGINE GENERATOR: 1039 HORSEPOWER CATERPILLAR DIESEL ENGINE MODEL 3412, SERIAL NUMBER 2WJ00457. GDS 973818 9/99 17CCR93115 SJE12/05 | 1 | 0 | 0 | 0 | 1 | Diesel |  | 1039 | 774.7823 | 2022-04-29 | 540.70 | 2022-04-29 | 544.70 | 4 | 3099.1292 | 2.8152 | 32.681 | -117.0561 | 1 | rooftop | 2228 | Saipan Dr |  |  | San Diego | CA | San Diego County | 92139 | US | San Diego Geographic Information Source - JPA
APCD2005-PTO-973825 | Active | 2009-07-31 | [34W] Registered Engine (Rule 12) | La Jolla Seville HOA Inc |  | 1001 Genter St La Jolla, CA | 92037 | I | EMERGENCY ENGINE: CATERPILLAR, MODEL 341D15 350, DIESEL FIRED, 545 BHP, S/N 38S5265, DRIVING AN ELECTRIC GENERATOR SET. | 1 | 0 | 0 | 0 | 1 | Diesel |  | 545 | 406.4065 | 2022-02-14 | 387.18 | 2022-02-14 | 387.18 | 0 | 0 | 0 | 32.8367 | -117.2709 | 1 | rooftop | 1001 | Genter St |  |  | LA Jolla | CA | San Diego County | 92037 | US | San Diego Geographic Information Source - JPA
APCD2005-PTO-973852 | Active | 2009-07-31 | [34W] Registered Engine (Rule 12) | Alexandria Real Estate Equities | Clem Pascarella | 4110 Campus Point Court San Diego, CA | 92121 | G | CATERPILLAR DIESEL ENGINE MODEL 3412, 896 BHP, S/N 81Z24021, TURBOCHARGED & AFTERCOOLED. 973852AFS08SEP1999 17CCR93115 SJE11/05 | 1 | 0 | 0 | 0 | 1 | Diesel |  | 896 | 668.1472 | 2021-07-28 | 159.00 | 2021-07-28 | 162.00 | 3 | 2004.4416 | 1.8208 | 32.8918 | -117.2261 | 1 | rooftop | 4110 | Campus Point Ct |  |  | San Diego | CA | San Diego County | 92121 | US | Sandoval
APCD2005-PTO-973920 | Active | 2009-07-31 | [34H] California Certified Emergency Standby Engine | HCP TPSP, LLC | Paul Pflimlin | 11025 N Torrey Pines Rd La Jolla, CA | 92037 | I | Emergency Diesel Engine: John Deere Model 6090HF484A, S/N RG6090L128437; Engine Family GJDXL09.0114; tier 3 certified; 422 bhp rated; turbocharged with air cooler; driving a 275 kW emergency generator | 1 | 0 | 0 | 0 | 1 | Diesel | 275 | 422 | 275 | 2022-05-10 | 48.80 | 2022-05-10 | 54.70 | 5.9 | 1622.5 | 1.4739 | 32.9038 | -117.243 | 1 | range_interpolation | 11025 | N Torrey Pines Rd |  |  | LA Jolla | CA | San Diego County | 92037 | US | TIGER/LineÂ® dataset from the US Census Bureau
APCD2005-PTO-973930 | Active | 2009-07-31 | [34W] Registered Engine (Rule 12) | PACIFIC BELL |  | 4890 MARKET ST SAN DIEGO, CA | 92102 | S | EMERGENCY ENGINE GENERATOR: 1199 HORSEPOWER CATERPILLAR DIESEL ENGINE MODEL 3508 DITA, SERIAL NUMBER 23Z07451. GDS 973930 9/99 17CCR93115SJE12/05 | 1 | 0 | 0 | 0 | 1 | Diesel |  | 1199 | 894.0943 | 2021-09-22 | 422.40 | 2021-09-22 | 432.90 | 10.5 | 9387.9902 | 8.528 | 32.7104 | -117.0896 | 1 | rooftop | 4890 | Market St |  |  | San Diego | CA | San Diego County | 92102 | US | San Diego Geographic Information Source - JPA
APCD2005-PTO-973977 | Active | 2009-07-31 | [34W] Registered Engine (Rule 12) | USN NAV Sta 2 Public Works Center | Commanding Officer Bldg 398 | 32nd St & Harbor Dr San Diego, CA | 92136 | S | EMERGENCY ENGINE GENERATOR: 130 HORSEPOWER JOHN DEERE DIESEL ENGINE, MODEL 6059T, SERIAL NUMBER CD6059T343839 AS PART OF KOHLER MODEL 100 ROZJ GEN SET. 973977 GDS 10/99 17CCR93115 SJE12/05 | 1 | 0 | 0 | 0 | 1 | Diesel |  | 130 | 96.941 | 2022-01-22 | 203.10 | 2022-01-22 | 204.70 | 1.6 | 155.1056 | 0.1409 | 32.7241 | -117.1709 | 0.5 | place |  |  |  |  | San Diego | CA | San Diego County | 92101 | US | TIGER/LineÂ® dataset from the US Census Bureau
APCD2005-PTO-973978 | Active | 2009-07-31 | [34W] Registered Engine (Rule 12) | USN NAV Sta 2 Public Works Center | Commanding Officer Bldg 398 | 32nd St & Harbor Dr San Diego, CA | 92136 | S | EMERGENCY ENGINE GENERATOR: 130 HORSEPOWER JOHN DEERE DIESEL ENGINE MODEL 6059T, SERIAL NUMBER CD6059T343818 AS PART OF KOHLER MODEL 100ROZJ GENSET. 973978 GDS 10/99 17CCR93115 SJE12/05 | 1 | 0 | 0 | 0 | 1 | Diesel |  | 130 | 96.941 | 2021-10-20 | 91.90 | 2022-01-31 | 98.10 | 6.2 | 601.0342 | 0.54598 | 32.7241 | -117.1709 | 0.5 | place |  |  |  |  | San Diego | CA | San Diego County | 92101 | US | TIGER/LineÂ® dataset from the US Census Bureau
APCD2005-PTO-973979 | Active | 2009-07-31 | [34W] Registered Engine (Rule 12) | USN NAV Sta 2 Public Works Center | Commanding Officer Bldg 398 | 32nd St & Harbor Dr San Diego, CA | 92136 | S | EMERGENCY ENGINE GENERATOR: 65 HORSEPOWER JOHN DEERE DIESEL ENGINE MODEL 4039T, SERIAL NUMBER CD4039T352249 AS PART OF KOHLER MODEL 50RZJ71 GENSET. 973979 GDS 10/99 17CCR93115 SJE12/05 | 1 | 0 | 0 | 0 | 1 | Diesel |  | 65 | 48.4705 | 2022-01-03 | 196.50 | 2022-01-03 | 199.30 | 2.8 | 135.7174 | 0.12328 | 32.7241 | -117.1709 | 0.5 | place |  |  |  |  | San Diego | CA | San Diego County | 92101 | US | TIGER/LineÂ® dataset from the US Census Bureau
APCD2005-PTO-974052 | Active | 2009-07-31 | [34W] Registered Engine (Rule 12) | Hawthorne Machinery Co | Facility Manager | 16945 Camino San Bernardo San Diego, CA | 92127 | F | EMERGENCY ENGINE: CATERPILLAR, MODEL 3306 D-1, DIESEL FIRED, 314 BHP, S/N 8JJ00082, DRIVING AN ELECTRIC GENERATOR. (974052 ALC 11/99) 17CCR93115 SJE11/05 | 1 | 0 | 0 | 0 | 1 | Diesel |  | 314 | 234.1498 | 2021-05-27 | 5340.00 | 2021-05-27 | 5342.00 | 2 | 468.2996 | 0.4254 | 33.0139 | -117.102 | 1 | rooftop | 16945 | Camino San Bernardo |  |  | San Diego | CA | San Diego County | 92127 | US | San Diego Geographic Information Source - JPA
APCD2005-PTO-974053 | Active | 2009-07-31 | [34W] Registered Engine (Rule 12) | Cal Pacific Truck Center, LLC | Jonathan Evans | 10930 Willow Ct. San Diego, CA | 92127 | F | EMERGENCY ENGINE: CATERPILLAR, MODEL 3306, ATAAC, DIESEL FIRED, 382 BHP, CARB/EPA CERTIFICATION NO. XCPXL10.5MRD, S/N 9NR03702, DRIVING A 250-KW ELECTRIC GENERATOR. (974053 ALC 11/99) 17CCR93115 SJE11/05 | 1 | 0 | 0 | 0 | 1 | Diesel | 250 | 382 | 250 | [5 empty] | 0 | 0 | 33.014 | -117.0991 | 1 | rooftop | 10930 | Willow Ct |  |  | San Diego | CA | San Diego County | 92127 | US | Sandoval
APCD2005-PTO-974178 | Active | 2009-07-31 | [34W] Registered Engine (Rule 12) | Sweetwater Water Authority | Dan Bresniker | 744 F Street Chula Vista, CA | 91910 | Q | EMERGENCY ENGINE: 298 HP, DIESEL ENGINE S/N 6D24-292638. GENERATOR: GENERAC MODEL 99A-04225-S ALTERNATOR: S/N 2049718 APPL# 974178 EFH 1/00 17CCR9311SJE10/05 | 1 | 0 | 0 | 0 | 1 | Diesel |  | 298 | 222.2186 | [5 empty] | 0 | 0 | 32.6352 | -117.0971 | 1 | rooftop | 744 | F St |  |  | Chula Vista | CA | San Diego County | 91910 | US | San Diego Geographic Information Source - JPA
APCD2005-PTO-974267 | Active | 2009-07-31 | [34W] Registered Engine (Rule 12) | USN Southwest Federal Fire Dept |  | 4297 Pacific Hwy Bldg 37 San Diego, CA | 92110 | I | EMERGENCY GENERATOR: 187 BHP CUMMINS DIESEL ENGINE, MODEL V-504.F2, S/N C99623 EAD 974267 2/17/00 17CCR93115 SJE12/05 | 1 | 0 | 0 | 0 | 1 | Diesel |  | 187 | 139.4459 | 2021-09-15 | 74.00 | 2021-09-15 | 74.00 | 0 | 0 | 0 | 32.7477 | -117.198 | 1 | range_interpolation | 4297 | Pacific Hwy | Bldg | 37 | San Diego | CA | San Diego County | 92110 | US | TIGER/LineÂ® dataset from the US Census Bureau
APCD2005-PTO-974287 | Active | 2009-07-31 | [34W] Registered Engine (Rule 12) | Chromalloy, San Diego | Dan Vera | 7007 Consolidated Wy San Diego, CA | 92121 | G | EMERGENCY ENGINE GENERATOR, 550 HP CAT DIESEL ENGINE MODEL D346A, S/N 39J1081 APPL# 974287 EFH 12/99 17CCR93115 SJE10/05 | 1 | 0 | 0 | 0 | 1 | Diesel |  | 550 | 410.135 | 2021-12-31 | 480.00 | 2022-08-31 | 487.00 | 7 | 2870.945 | 2.6079 | 32.8775 | -117.1645 | 1 | rooftop | 7007 | Consolidated Way |  |  | San Diego | CA | San Diego County | 92121 | US | San Diego Geographic Information Source - JPA
APCD2005-PTO-974290 | Active | 2009-07-31 | [34H] California Certified Emergency Standby Engine | SD City of Water Department | Eric Jimerson | 12404 Semillon Bl San Diego, CA | 92131 | F | Stationary Emergency Diesel Engine: Detroit Diesel Model 6063TK35, S/N: 06R0471223, 550 hp, certified of Family#WDDXL12.7TGD, turbocharged, aftercooled, driving an emergency generator. | 1 | 0 | 0 | 0 | 1 | Diesel |  | 550 | 410.135 | 2021-07-28 | 164.50 | 2022-07-29 | 188.70 | 24.2 | 9925.267 | 9.016 | 32.9112 | -117.0651 | 1 | rooftop | 12404 | Semillion Blvd |  |  | San Diego | CA | San Diego County | 92131 | US | San Diego Geographic Information Source - JPA
APCD2005-PTO-974293 | Active | 2009-07-31 | [34W] Registered Engine (Rule 12) | Pacific Bell | Facility Manager | 3020 Del Mar Heights Rd Del Mar, CA | 92014 | E | EMERGENCY ENGINE GENERATOR, 1786 HP CAT DIESEL ENGINE MODEL 3512B,S/N 3MS00187APPL# 974293 EFH 12/99 17CCR93115SJE12/05 | 1 | 0 | 0 | 0 | 1 | Diesel |  | 1786 | 1331.8202 | [5 empty] | 0 | 0 | 32.9513 | -117.2415 | 0.9 | rooftop | 3020 | Del Mar Heights Rd |  |  | San Diego | CA | San Diego County | 92130 | US | San Diego Geographic Information Source - JPA
APCD2005-PTO-974347 | Active | 2009-07-31 | [34W] Registered Engine (Rule 12) | GEO Group Inc | Christopher St. Jean | 220 C St W San Diego, CA | 92101 | N | EMERGENCY ENGINE GENERATOR, 250 KW, 335 HP CAT DIESEL ENGINE MODEL 3306,S/N 9NR03877.APPL# 974347 EFH 12/99 17CCR93115 SJE10/05 | 1 | 0 | 0 | 0 | 1 | Diesel | 250 | 335 | 250 | [5 empty] | 0 | 0 | 32.7169 | -117.1627 | 1 | range_interpolation | 220 | C St |  |  | San Diego | CA | San Diego County | 92101 | US | TIGER/LineÂ® dataset from the US Census Bureau
APCD2005-PTO-974402 | Active | 2009-07-31 | [34W] Registered Engine (Rule 12) | SD City of Water Department | Joyce Clark | 5540 Kiowa Dr La Mesa, CA | 91942 | K | EMERGENCY ENGINE GENERATOR: 1495 HORSEPOWER DETROIT DIESEL ENGINE MODEL R1637KO6, SERIAL NUMBER 5362000612. GDS 974402 2/0017CCR93115SJE11/05 | 1 | 0 | 0 | 0 | 1 | Diesel |  | 1495 | 1114.8215 | 2021-12-14 | 225.40 | 2022-05-19 | 244.00 | 18.6 | 20735.6799 | 18.8361 | 32.78 | -117.04 | 1 | rooftop | 5540 | Kiowa Dr |  |  | LA Mesa | CA | San Diego County | 91942 | US | San Diego Geographic Information Source - JPA
APCD2005-PTO-974417 | Active | 2009-07-31 | [34W] Registered Engine (Rule 12) | Sprint PCS | Kathy Fein | 2160 Las Palmas Dr Carlsbad, CA | 92011 | E | EMERGENCY ENGINE/GENERATOR CATERPILLAR DIESEL FIRED MODEL 3412DITA,TURBOCHARGED & AFTERCOOLED, S/N 81Z24624, 600 KW GENERATOR. 974417 AFS 10JAN2000 17CCR93115 SJE10/05 | 1 | 0 | 0 | 0 | 1 | Diesel | 600 | Unknown | 600 | [5 empty] | 0 | 0 | 33.1176 | -117.2731 | 1 | rooftop | 2160 | Las Palmas Dr |  |  | Carlsbad | CA | San Diego County | 92011 | US | San Diego Geographic Information Source - JPA
APCD2005-PTO-974443 | Active | 2009-07-31 | [34W] Registered Engine (Rule 12) | General Atomics Aeronautical Systems | Mike Grogan | 12395 First American Way Poway, CA | 92064 | F | EMERGENCY GENERATOR: 1120 BHP DETROIT DIESEL ENGINE, MODEL 16V-92 TA, S/N 603632, DRIVING A GENERATOR 974443 EAD 2/9/0017CCR93115SJE10/05 | 1 | 0 | 0 | 0 | 1 | Diesel |  | 120 | 89.484 | 2021-09-22 | 151.30 | 2022-08-31 | 167.80 | 16.5 | 1476.486 | 1.3412 | 32.9434 | -117.0239 | 1 | rooftop | 12395 | 1st American Way |  |  | Poway | CA | San Diego County | 92064 | US | Sandoval
APCD2005-PTO-974529 | Active | 2009-07-31 | [34W] Registered Engine (Rule 12) | San Diego State University | Lilly Sabet | 5500 Campanile Dr San Diego, CA | 92182 | K | EMERGENCY ENGINE GENERATOR, 66HP JOHN DIESEL ENGINE MODEL 4039D, S/N: C04039DF004 APPL# 974529 EFH 03/00. LOCATED AT PARKING STRUCTURE #5. 17 CCR 93 115 SJE 10/05 | 1 | 0 | 0 | 0 | 1 | Diesel |  | 66 | 49.2162 | 2021-10-21 | 291.80 | 2021-10-21 | 300.90 | 9.1 | 447.8674 | 0.40684 | 32.7721 | -117.0725 | 1 | rooftop | 5500 | Campanile Dr |  |  | San Diego | CA | San Diego County | 92182 | US | San Diego Geographic Information Source - JPA
APCD2005-PTO-974690 | Active | 2009-07-31 | [34W] Registered Engine (Rule 12) | Federal Express | Donna Garcia | 2495 Faraday Av Carlsbad, CA | 92010 | C | CUMMINS DIESEL ENGINE MODEL M11-G2, 345 HP, S/N 34990670 AFS09 MAR 2000 17CCR93115 SJE 11/05 | 1 | 0 | 0 | 0 | 1 | Diesel |  | 345 | 257.2665 | 2021-06-30 | 253.70 | 2022-07-28 | 263.50 | 9.8 | 2521.2117 | 2.2903 | 33.1355 | -117.2693 | 1 | rooftop | 2495 | Faraday Ave |  |  | Carlsbad | CA | San Diego County | 92010 | US | San Diego Geographic Information Source - JPA
APCD2005-PTO-974706 | Active | 2009-07-31 | [34W] Registered Engine (Rule 12) | CA St of 22nd District Agric Assn | Facility Manager | 2260 Jimmy Durante Bl Del Mar, CA | 92014 | E | EMERGENCY ENGINE GENERATOR, 102 HP ONAN DIESEL ENGINE MODEL DGA-3370677, S/N D90901532. APPL# 974706 EFH 03/00 CORRECTED ENGINE INFO FROM ATCM ENGINE DATA SHEET: CUMMINS DIESEL ENGINE MODEL 4BT3.9-GH, S/N 45837138, 102 HP, TURBOCHARGED, PRE-HEATED, DRIVING AN ONAN GENERATOR. (NO APP SJE 10/05) 17CCR93115 SJE10/05 | 1 | 0 | 0 | 0 | 1 | Diesel |  | 102 | 76.0614 | 2021-12-31 |  | 2022-05-03 | 295.60 |  | 0 | 0 | 32.9754 | -117.2624 | 1 | rooftop | 2260 | Jimmy Durante Blvd |  |  | Del Mar | CA | San Diego County | 92014 | US | San Diego Geographic Information Source - JPA
APCD2005-PTO-974707 | Active | 2009-07-31 | [34W] Registered Engine (Rule 12) | Central Area Police Substation | Facility Manager | 2501 Imperial Ave San Diego, CA | 92102 | S | EMERGENCY ENGINE GENERATOR, 400 KW (536HP) CAT DIESEL ENGINE, MODEL 3406DITA S/N: 4ZR04880. | 1 | 0 | 0 | 0 | 1 | Diesel | 400 | 536 | 400 | [5 empty] | 0 | 0 | 32.706 | -117.1398 | 1 | rooftop | 2501 | Imperial Ave |  |  | San Diego | CA | San Diego County | 92102 | US | San Diego Geographic Information Source - JPA
APCD2005-PTO-974709 | Active | 2009-07-31 | [34W] Registered Engine (Rule 12) | City of Poway | Sergeant | 13100 Bowron Rd Poway, CA | 92064 | F | EMERGENCY ENGINE GENERATOR, 409 HP DETROIT DIESEL ENGINE MODEL 06VF218820, S/N 80637416. APPL# 974709 EFH 03/00 17 CCR 93 115 SJE 11/05 | 1 | 0 | 0 | 0 | 1 | Diesel |  | 409 | 304.9913 | 2021-06-01 | 549.50 | 2022-05-31 | 553.60 | 4.1 | 1250.4643 | 1.1359 | 32.9556 | -117.0453 | 1 | range_interpolation | 13100 | Bowron Rd |  |  | Poway | CA | San Diego County | 92064 | US | TIGER/LineÂ® dataset from the US Census Bureau
APCD2005-PTO-974857 | Active | 2009-07-31 | [34W] Registered Engine (Rule 12) | Legoland California LLC | Facility Manager | One Legoland Dr Carlsbad, CA | 92008 | C | DETROIT DIESEL ENGINE MODEL 90637416, 474 HP, S/N 09VF220209, LOCATED IN THE IMAGINATION AREA. 974857AFS17APR2000 17CCR93115 SJE11/05 | 1 | 0 | 0 | 0 | 1 | Diesel |  | 474 | 353.4618 | 2022-02-11 | 316.10 | 2022-02-11 | 316.60 | 0.5 | 176.7309 | 0.16054 | 33.1442 | -117.3194 | 1 | place |  |  |  |  | Carlsbad | CA | San Diego County | 92008 | US | TIGER/LineÂ® dataset from the US Census Bureau
APCD2005-PTO-974858 | Active | 2009-07-31 | [34W] Registered Engine (Rule 12) | Legoland California LLC | Facility Manager | One Legoland Dr Carlsbad, CA | 92008 | C | DETROIT DIESEL MODEL 8123745, 830 HP, S/N 12VF013386, LOCATED IN SERVICE ADMINISTRATION AREA. 974858AFS17APR2000 17CCR93115 SJE11/05 | 1 | 0 | 0 | 0 | 1 | Diesel |  | 830 | 618.931 | 2022-02-11 | 325.80 | 2022-02-11 | 325.80 | 0 | 0 | 0 | 33.1442 | -117.3194 | 1 | place |  |  |  |  | Carlsbad | CA | San Diego County | 92008 | US | TIGER/LineÂ® dataset from the US Census Bureau
APCD2005-PTO-974859 | Active | 2009-07-31 | [34W] Registered Engine (Rule 12) | Legoland California LLC | Facility Manager | One Legoland Dr Carlsbad, CA | 92008 | C | DETROIT DIESEL MODEL 6059TF003, 166 HP, S/N CD6059T367448, LOCATED IN FUN TOWN AREA. 974859AFS17APR2000. 17CCR93115 SJE11/05 | 1 | 0 | 0 | 0 | 1 | Diesel |  | 166 | 123.7862 | 2022-02-11 | 294.00 | 2022-02-11 | 294.50 | 0.5 | 61.8931 | 0.056223 | 33.1442 | -117.3194 | 1 | place |  |  |  |  | Carlsbad | CA | San Diego County | 92008 | US | TIGER/LineÂ® dataset from the US Census Bureau
APCD2005-PTO-974860 | Active | 2009-07-31 | [34W] Registered Engine (Rule 12) | Legoland California LLC | Facility Manager | One Legoland Dr Carlsbad, CA | 92008 | C | JOHN DEERE DIESEL ENGINE MODEL 6059TF002, 150 HP, S/N CD6059T368282, LOCATED IN DUPLO AREA. 974860AFS17APR2000 17CCR93115 SJE11/05 | 1 | 0 | 0 | 0 | 1 | Diesel |  | 150 | 111.855 | 2022-02-11 | 294.60 | 2022-02-11 | 295.10 | 0.5 | 55.9275 | 0.050804 | 33.1442 | -117.3194 | 1 | place |  |  |  |  | Carlsbad | CA | San Diego County | 92008 | US | TIGER/LineÂ® dataset from the US Census Bureau
APCD2005-PTO-974861 | Active | 2009-07-31 | [34W] Registered Engine (Rule 12) | Legoland California LLC | Facility Manager | One Legoland Dr Carlsbad, CA | 92008 | C | DETROIT DIESEL ENGINE MODEL 90637416, 474 HP, S/N 06VF220074, LOCATED IN CASTLE HILL AREA. 974861AFS974861 17CRR93115 SJE11/05 | 1 | 0 | 0 | 0 | 1 | Diesel |  | 474 | 353.4618 | 2022-02-11 | 304.80 | 2022-02-11 | 305.30 | 0.5 | 176.7309 | 0.16054 | 33.1442 | -117.3194 | 1 | place |  |  |  |  | Carlsbad | CA | San Diego County | 92008 | US | TIGER/LineÂ® dataset from the US Census Bureau
APCD2005-PTO-974862 | Active | 2009-07-31 | [34W] Registered Engine (Rule 12) | San Diego Unified School District | John Baker | 9330 BALBOA AV SAN DIEGO, CA | 92123 | J | EMERGENCY ENGINE: SPECTRUM DETROIT DIESEL, MODEL 600DS-4, DIESEL FIRED, 910 BHP, MODEL R1237K05, S/N 5352000482, DRIVING AN ELECTRIC GENERATOR, S/N 0650403. (974862 ALC 04/2000) 17CCR93115 SJE11/05 | 1 | 0 | 0 | 0 | 1 | Diesel |  | 910 | 678.587 | 2022-01-01 | 135.70 | 2022-01-01 | 138.10 | 2.4 | 1628.6088 | 1.4794 | 32.8232 | -117.1288 | 1 | rooftop | 9330 | Balboa Ave |  |  | San Diego | CA | San Diego County | 92123 | US | San Diego Geographic Information Source - JPA
APCD2005-PTO-974878 | Active | 2009-07-31 | [34W] Registered Engine (Rule 12) | BD Biosciences | Steven Sladky | 11077 N Torrey Pine Road La Jolla, CA | 92037 | I | EMERGENCY ENGINE: JOHN DEERE, MODEL 135ROZJ, DIESEL FIRED, 211 BHP, S/N RG6081T102922, DRIVING A 135-KW KOHLER ELECTRICITY GENERATOR. (974878 ALC 04/2000) 17CCR93115 SJE10/05 | 1 | 0 | 0 | 0 | 1 | Diesel | 135 | 211 | 135 | 2021-08-25 | 587.30 | 2021-08-25 | 588.80 | 1.5 | 202.5 | 0.18395 | 32.9042 | -117.243 | 1 | range_interpolation | 11077 | N Torrey Pines Rd |  |  | LA Jolla | CA | San Diego County | 92037 | US | TIGER/LineÂ® dataset from the US Census Bureau
APCD2005-PTO-974879 | Active | 2009-07-31 | [34W] Registered Engine (Rule 12) | BD Biosciences | Steven Sladky | 11077 N Torrey Pine Road La Jolla, CA | 92037 | I | EMERGENCY ENGINE: WHITE, MODEL 150H, DIESEL FIRED, 242 BHP, S/N D4800TAX224, DRIVING A DMT ELECTRICITY GENERATOR. (974879 ALC 04/2000) 17CCR93115 SJE10/05 | 1 | 0 | 0 | 0 | 1 | Diesel |  | 242 | 180.4594 | 2021-08-25 | 104.60 | 2021-08-25 | 107.10 | 2.5 | 451.1485 | 0.40982 | 32.9042 | -117.243 | 1 | range_interpolation | 11077 | N Torrey Pines Rd |  |  | LA Jolla | CA | San Diego County | 92037 | US | TIGER/LineÂ® dataset from the US Census Bureau
APCD2005-PTO-974927 | Active | 2009-07-31 | [34W] Registered Engine (Rule 12) | HILTON SAN DIEGO GASLAMP | TONY MAREZ | 401 K ST SAN DIEGO, CA | 92101 | N | EMERGENCY ENGINE GENERATOR, 511HP DETROIT DIESEL ENGINE, MODEL 450 DSE, WITH A KOHLER GENERATOR 450 DSE S/N: 0650116, TURBOCHARGED AND AFTERCOOLED. ENGINE S/N: 5312000520 MODEL R0837K36. APPL# 974927 EFH 06/00 17 CCR 93 115 SJE 11/05 | 1 | 0 | 0 | 0 | 1 | Diesel |  | 511 | 381.0527 | [5 empty] | 0 | 0 | 32.7081 | -117.1613 | 1 | rooftop | 401 | K St |  |  | San Diego | CA | San Diego County | 92101 | US | San Diego Geographic Information Source - JPA
APCD2005-PTO-974963 | Active | 2009-07-31 | [34W] Registered Engine (Rule 12) | USMC Base Public Utilities U31 | Air Quality Section | Building 22022 Camp Pendleton, CA | 92055 | A | EMERGENCY DIESEL ENGINE #1 (PUMP#101), CAT, 959 HP, MODEL 3508, S/N: 95Y01113, TURBOCHARGED AND AFTERCOOLED. APPL# 974963 EFH 06/00 17CCR93115 SJE 12/05 BLDG 22022 | 1 | 0 | 0 | 0 | 1 | Diesel |  | 959 | 715.1263 | [5 empty] | 0 | 0 | 33.3877 | -117.4448 | 0.5 | place |  |  |  |  | Camp Pendleton | CA | San Diego County | 92055 | US | TIGER/LineÂ® dataset from the US Census Bureau
APCD2005-PTO-974964 | Active | 2009-07-31 | [34W] Registered Engine (Rule 12) | USMC Base Public Utilities U31 | Air Quality Section | Building 22022 Camp Pendleton, CA | 92055 | A | EMERGENCY DIESEL ENGINE#2 (PUMP#102), CAT, 959 HP, MODEL 3508, S/N: 95Y01111, TURBOCHARGED AND AFTERCOOLED. APPL# 974964 EFH 06/00 17CCR93115 SJE 12/05 BLDG 22022 | 1 | 0 | 0 | 0 | 1 | Diesel |  | 959 | 715.1263 | [5 empty] | 0 | 0 | 33.3877 | -117.4448 | 0.5 | place |  |  |  |  | Camp Pendleton | CA | San Diego County | 92055 | US | TIGER/LineÂ® dataset from the US Census Bureau
APCD2005-PTO-974965 | Active | 2009-07-31 | [34W] Registered Engine (Rule 12) | USMC Base Public Utilities U31 | Air Quality Section | Building 22022 Camp Pendleton, CA | 92055 | A | EMERGENCY DIESEL ENGINE#3 (PUMP#103), CAT, 959 HP, MODEL 3508, S/N: 95Y01110, TURBOCHARGED AND AFTERCOOLED. APPL# 974965 EFH 06/00 17CCR93115 SJE 12/05 BLDG 22022 | 1 | 0 | 0 | 0 | 1 | Diesel |  | 959 | 715.1263 | [5 empty] | 0 | 0 | 33.3877 | -117.4448 | 0.5 | place |  |  |  |  | Camp Pendleton | CA | San Diego County | 92055 | US | TIGER/LineÂ® dataset from the US Census Bureau
APCD2005-PTO-974966 | Active | 2019-02-08 | [34W] Registered Engine (Rule 12) | United States Marine Corps | James McGuire | Building 22022 Camp Pendleton, CA | 92055 | A | EMERGENCY DIESEL ENGINE#5 (PUMP#105), CAT, 959 HP, MODEL 3508, S/N: 95Y01112, TURBOCHARGED AND AFTERCOOLED. APPL# 974966 EFH 06/00 17CCR93115 SJE 12/05 BLDG 22022 | 1 | 0 | 0 | 0 | 1 | Diesel |  | 959 | 715.1263 | [5 empty] | 0 | 0 | 33.3877 | -117.4448 | 0.5 | place |  |  |  |  | Camp Pendleton | CA | San Diego County | 92055 | US | TIGER/LineÂ® dataset from the US Census Bureau
APCD2005-PTO-974967 | Active | 2009-07-31 | [34W] Registered Engine (Rule 12) | USMC Base Public Utilities U31 | Air Quality Section | Building 22022 Camp Pendleton, CA | 92055 | A | EMERGENCY ENGINE GENERATOR, 66 HP, JOHN DEERE DIESEL ENGINE, MODEL 4039DF-004, S/N: CD4039D398547. APPL# 974967 EFH 06/00 17CCR93115 SJE 12/05 BLDG 22022 | 1 | 0 | 0 | 0 | 1 | Diesel |  | 66 | 49.2162 | [5 empty] | 0 | 0 | 33.3877 | -117.4448 | 0.5 | place |  |  |  |  | Camp Pendleton | CA | San Diego County | 92055 | US | TIGER/LineÂ® dataset from the US Census Bureau
APCD2005-PTO-974968 | Active | 2009-07-31 | [34W] Registered Engine (Rule 12) | USMC Base Public Utilities U31 | Air Quality Section | Building 22022 Camp Pendleton, CA | 92055 | A | EMERGENCY DIESEL ENGINE#4 (PUMP#104), CAT, 959 HP, MODEL 3508, S/N: 95Y01114, TURBOCHARGED AND AFTERCOOLED. APPL# 974968 EFH 06/00 17CCR93115 SJE 12/05 BLDG 22022 | 1 | 0 | 0 | 0 | 1 | Diesel |  | 959 | 715.1263 | [5 empty] | 0 | 0 | 33.3877 | -117.4448 | 0.5 | place |  |  |  |  | Camp Pendleton | CA | San Diego County | 92055 | US | TIGER/LineÂ® dataset from the US Census Bureau
APCD2005-PTO-975032 | Active | 2009-07-31 | [34H] California Certified Emergency Standby Engine | US COAST GUARD AIR STATION | ENVIRONMENTAL COORDINATOR | 2710 HARBOR DR N SAN DIEGO, CA | 92101 | N | Emergency diesel engine: John Deere, Model 4045HF285K, S/N PE4045N033438; Model Year 2021; Engine Family MJDXL06.8120; Tier 3 certified; 197 bhp rated; driving a 125 kW emergency electrical generator. | 1 | 0 | 0 | 0 | 1 | Diesel | 125 | 197 | 125 | 2021-12-31 | 0.00 | 2022-06-21 | 3.80 | 3.8 | 475 | 0.43149 | 32.6913 | -117.1362 | 0.9 | range_interpolation | 2710 | Harbor Dr |  |  | San Diego | CA | San Diego County | 92113 | US | TIGER/LineÂ® dataset from the US Census Bureau
APCD2005-PTO-975046 | Active | 2009-07-31 | [34W] Registered Engine (Rule 12) | Lowes HIW Inc |  | 2318 Northside Dr San Diego, CA | 92108 | M | DETROIT DIESEL ENGINE MODEL 560 4 CYCLE, S/N 06R0570796, 550 HP, TURBOCHARGED. 975046 AFS23 MAY2000 17CCR93115 SJE11/05 | 1 | 0 | 0 | 0 | 1 | Diesel |  | 550 | 410.135 | [5 empty] | 0 | 0 | 32.7818 | -117.1254 | 1 | rooftop | 2318 | Northside Dr |  |  | San Diego | CA | San Diego County | 92108 | US | San Diego Geographic Information Source - JPA
APCD2005-PTO-975047 | Active | 2009-07-31 | [34W] Registered Engine (Rule 12) | Qwest Communications LLC DBA CenturyLink QCC |  | 32363 Old Hwy 80 Pine Valley, CA | 91962 | R | CUMMINS DIESEL ENGINE MODEL 4BT3.9-G2, TURBOCHARGED, S/N 45529139, 102 HP, DRIVES A GENERATOR (S/N E970638489). 975047 AFS 22MAY2000 17CCR93115 SJE10/05 | 1 | 0 | 0 | 0 | 1 | Diesel |  | 102 | 76.0614 | 2022-04-26 | 889.10 | 2022-04-26 | 890.00 | 0.9 | 68.4553 | 0.062184 | 32.7188 | -116.4508 | 1 | range_interpolation | 32363 | Old Hwy 80 |  |  | Pine Valley | CA | San Diego County | 91962 | US | TIGER/LineÂ® dataset from the US Census Bureau
APCD2005-PTO-975086 | Active | 2009-07-31 | [34W] Registered Engine (Rule 12) | Qwest Communications LLC DBA CenturyLink QCC |  | 4216 University Ave, Ste 213 San Diego, CA | 92105 | K | EMERGENCY ENGINE GENERATOR, 1118 HP CUMMINS DIESEL ENGINE, MODEL QST30-G1,S/N 10290APPL# 975086 EFH 06/00 17CCR93115 SHE10/05 | 1 | 0 | 0 | 0 | 1 | Diesel |  | 1118 | 833.6926 | 2021-12-16 | 293.50 | 2022-03-18 | 302.20 | 8.7 | 7253.1256 | 6.5887 | 32.7499 | -117.104 | 1 | rooftop | 4216 | University Ave | Ste | 213 | San Diego | CA | San Diego County | 92105 | US | San Diego Geographic Information Source - JPA
APCD2005-PTO-975089 | Active | 2009-07-31 | [34W] Registered Engine (Rule 12) | Campus Contact |  | 9530 Towne Centre Drive Suite 100 San Diego, CA | 92121 | G | EMERGENCY ENGINE GENERATOR, 1135 HP ONAN DIESEL ENGINE, MODEL DFHA-337982, S/N J9990001171. APPL# 975089 EFH 06/00 17CCR93115 SJE10/05 (ATCM DATA: CUMMINS MODEL 0ST30-G1, S/N 37189280) | 1 | 0 | 0 | 0 | 1 | Diesel |  | 1135 | 846.3695 | 2021-12-22 | 278.80 | 2021-12-22 | 284.10 | 5.3 | 4485.7584 | 4.0748 | 32.8804 | -117.2093 | 1 | rooftop | 9530 | Towne Centre Dr | Ste | 100 | San Diego | CA | San Diego County | 92121 | US | San Diego Geographic Information Source - JPA
APCD2005-PTO-975134 | Active | 2009-07-31 | [34W] Registered Engine (Rule 12) | Qwest Communications LLC DBA CenturyLink QCC |  | 511 S Santa Fe Ave Vista, CA | 92083 | C | CUMMINS DIESEL ENGINE, MODEL 6CT8.3-G2, 207 HP, S/N 45499567, TURBOCHARGED. 975134 AFS 14 JUN 2000 17 CCR 93115 SJE 10/05 | 1 | 0 | 0 | 0 | 1 | Diesel |  | 207 | 154.3599 | 2021-09-10 | 328.90 | 2021-09-10 | 335.60 | 6.7 | 1034.2113 | 0.93947 | 33.197 | -117.2398 | 1 | rooftop | 511 | S Santa Fe Ave |  |  | Vista | CA | San Diego County | 92083 | US | San Diego Geographic Information Source - JPA
APCD2005-PTO-975137 | Active | 2009-07-31 | [34W] Registered Engine (Rule 12) | San Diego Zoo Global | Mark Logiman | 15500 San Pasqual Valley Road Escondido, CA | 92027 | D | EMERGENCY ENGINE GENERATOR: MFR: CATERPILLAR, MODEL 3516B, S/N 6HN00584, FUEL: DIESEL, 2876 HP, 2000 KW, TURBOCHARGED, AFTERCOOLED. | 1 | 0 | 0 | 0 | 1 | Diesel | 2000 | 2876 | 2000 | 2021-12-31 | 190.00 | 2022-03-10 | 203.00 | 13 | 26000 | 23.6182 | 33.1005 | -117.0027 | 1 | rooftop | 15500 | San Pasqual Valley Rd |  |  | Escondido | CA | San Diego County | 92027 | US | San Diego Geographic Information Source - JPA
APCD2005-PTO-975209 | Active | 2009-07-31 | [34W] Registered Engine (Rule 12) | TPX COMMUNICATIONS | HUGH FOLEY | 6134 NANCY RIDGE DR SAN DIEGO, CA | 92121 | G | EMERGENCY STANDBY DIESEL ENGINE MAKE: CUMMINS. MODEL: QST30-G1. S/N: 37192784. 1135 HP, TURBOCHARGED & AFTERCOOLED. GENERATOR: ONAN MODEL 750DFHA S/N: 00097304. 975209 AFS 05 JUL 2000 17 CCR 93115 SJE 10/05 | 1 | 0 | 0 | 0 | 1 | Diesel |  | 1135 | 846.3695 | 2021-12-31 | 295.70 | 2022-01-12 | 307.50 | 11.8 | 9987.1601 | 9.0723 | 32.8895 | -117.1867 | 1 | rooftop | 6134 | Nancy Ridge Dr |  |  | San Diego | CA | San Diego County | 92121 | US | San Diego Geographic Information Source - JPA
APCD2005-PTO-975243 | Active | 2009-07-31 | [34H] California Certified Emergency Standby Engine | Hotel Del Coronado | Ray Stagg | 1500 Orange Ave Coronado, CA | 92118 | O | Emergency Diesel Engine: John Deere, Model 4045HF285H, 133 BHP, S/N PE4045N030196, Engine Family MJDXL04.5119, Tier 3 certified; driving an 80-kW emergency electrical generator. Exhaust Stack: vertical, 0.3-ft. diameter, raincap, 4.0 ft. above ground. | 1 | 0 | 0 | 0 | 1 | Diesel | 80 | 133 | 80 | 2021-05-26 | 31.70 | 2022-08-11 | 10.70 | -21 | -1680 | -1.5261 | 32.6812 | -117.1781 | 1 | rooftop | 1500 | Orange Ave |  |  | Coronado | CA | San Diego County | 92118 | US | San Diego Geographic Information Source - JPA
APCD2005-PTO-975254 | Active | 2009-07-31 | [34W] Registered Engine (Rule 12) | San Diego State University | Lilly Sabet | 5500 Campanile Dr San Diego, CA | 92182 | K | EMERGENCY GENERATOR: 1170 HP DETROIT DIESEL ENGINE, MODEL 16V-92TA (8163-7406), DIESEL FIRED, S/N: 16VF015819, DRIVES A 750 KW KOHLER MODEL 750ROZD GENERATOR. LOCATED AT CHEMICAL SCIENCES LAB. 975254 EAD 9/1/01 17 CCR 93 115 SJE 10/05 | 1 | 0 | 0 | 0 | 1 | Diesel | 750 | 1170 | 750 | 2021-10-21 | 245.30 | 2021-10-21 | 250.40 | 5.1 | 3825 | 3.4746 | 32.7721 | -117.0725 | 1 | rooftop | 5500 | Campanile Dr |  |  | San Diego | CA | San Diego County | 92182 | US | San Diego Geographic Information Source - JPA
APCD2005-PTO-975258 | Active | 2009-07-31 | [34W] Registered Engine (Rule 12) | Metropolitan Transit Dev Board | Tim Burrie | 100 16th St San Diego, CA | 92101 | N | EMERGENCY ENGINE GENERATOR, 102 HP CUMMINS DIESEL ENGINE MODEL DGCB, S/N 45999709.APPL# 975258 EFH 10/0017CCR93115SJE11/05 | 1 | 0 | 0 | 0 | 1 | Diesel |  | 102 | 76.0614 | 2021-12-31 | 249.70 | 2022-04-22 | 266.40 | 16.7 | 1270.2254 | 1.1539 | 32.7078 | -117.1501 | 1 | rooftop | 100 | 16th St |  |  | San Diego | CA | San Diego County | 92101 | US | San Diego Geographic Information Source - JPA
APCD2005-PTO-975290 | Active | 2009-07-31 | [34W] Registered Engine (Rule 12) | Hotel Del Coronado | Ray Stagg | 1500 Orange Ave Coronado, CA | 92118 | O | EMERGENCY ENGINE GENERATOR, 180 HP CUMMINS DIESEL ENGINE MODEL N-855GC, S/N 10729880. APPL# 975290 EFH 10/00 17CCR93115 SJE10/05 | 1 | 0 | 0 | 0 | 1 | Diesel |  | 180 | 134.226 | 2021-05-26 | 40.50 | 2022-08-11 | 58.90 | 18.4 | 2469.7584 | 2.2435 | 32.6812 | -117.1781 | 1 | rooftop | 1500 | Orange Ave |  |  | Coronado | CA | San Diego County | 92118 | US | San Diego Geographic Information Source - JPA
APCD2005-PTO-975314 | Active | 2009-07-31 | [34W] Registered Engine (Rule 12) | City of SD Water Dept | Eric Jimerson | 9198 Oviedo St San Diego, CA | 92129 | F | EMERGENCY ENGINE GENERATOR, 550HP VOLVO DIESEL ENGINE, MODEL TAD1630G, S/N 2160033878. | 1 | 0 | 0 | 0 | 1 | Diesel |  | 550 | 410.135 | 2021-07-28 | 132.00 | 2022-07-29 | 143.00 | 11 | 4511.485 | 4.0982 | 32.9683 | -117.1292 | 1 | range_interpolation | 9198 | Oviedo St |  |  | San Diego | CA | San Diego County | 92129 | US | TIGER/LineÂ® dataset from the US Census Bureau
APCD2005-PTO-975315 | Active | 2009-07-31 | [34W] Registered Engine (Rule 12) | SD CITY OF WATER DEPT |  | 11496 WEATHERHILL WY SAN DIEGO, CA | 92131 | F | EMERGENCY ENGINE GENERATOR, 475HP CUMMINS DIESEL ENGINE MODEL KTA19-G1, S/N 31130318. APPL# 975315 EFH 10/00 17CCR93115 SJE 11/05 | 1 | 0 | 0 | 0 | 1 | Diesel |  | 475 | 354.2075 | 2021-07-28 | 662.20 | 2022-07-29 | 672.20 | 10 | 3542.075 | 3.2176 | 32.9272 | -117.1002 | 1 | range_interpolation | 11496 | Weatherhill Way |  |  | San Diego | CA | San Diego County | 92131 | US | TIGER/LineÂ® dataset from the US Census Bureau
APCD2005-PTO-975316 | Active | 2009-07-31 | [34H] California Certified Emergency Standby Engine | City of San Diego Public Utilities Branch | Bernie Labiano | Storage Area - 11600 Shoalcreek Drive San Diego, CA | 92128 | F | Emergency standby engine: Caterpillar diesel engine, Model C7.1 ATAAC (S/N: E7B00446) 321 BHP, Model Year 2013, EPA Tier 4i certified of Engine Family Number DPKXL7.01BL1, driving a 200 KW generator. Equipped with turbocharger aftercooler, diesel oxidation catalyst, and diesel particulate filter. | 1 | 0 | 0 | 0 | 1 | Diesel | 200 | 321 | 200 | 2021-07-29 | 39.50 | 2022-07-29 | 39.50 | 0 | 0 | 0 | 32.9398 | -117.0808 | 0.6 | nearest_rooftop_match | 11598 | Tree Hollow Ln |  |  | San Diego | CA | San Diego County | 92128 | US | Sandoval
APCD2005-PTO-975317 | Active | 2009-07-31 | [34W] Registered Engine (Rule 12) | City of SD Water Dept | Eric Jimerson | 11403 RANCHO CARMEL DR SAN DIEGO, CA | 92128 | F | EMERGENCY ENGINE GENERATOR, 550 HP VOLVO DIESEL MODEL TAD1630G, S/N 2160033829. APP# 975317 EFH 10/00 17CCR93115 SJE11/05 | 1 | 0 | 0 | 0 | 1 | Diesel |  | 550 | 410.135 | 2021-07-28 | 83.00 | 2022-07-29 | 92.00 | 9 | 3691.215 | 3.3531 | 32.9845 | -117.0823 | 0.9 | range_interpolation | 11403 | Rancho Carmel Dr |  |  | San Diego | CA | San Diego County | 92128 | US | TIGER/LineÂ® dataset from the US Census Bureau
APCD2005-PTO-975318 | Active | 2009-07-31 | [34W] Registered Engine (Rule 12) | City of SD Water Dept | Eric Jimerson | 10100 Scripps Lake Drive San Diego, CA | 92131 | F | EMERGENCY ENGINE GENERATOR, 1690 HP CAT DIESEL ENGINE, MODEL 3512, 1250KW, S/N 24Z09161. APP# 975318 EFH 10/00 17CCR93115 SJE11/05 | 1 | 0 | 0 | 0 | 1 | Diesel | 1250 | 1690 | 1250 | 2021-07-28 | 358.00 | 2022-07-29 | 368.00 | 10 | 12500 | 11.3549 | 32.9118 | -117.1073 | 1 | range_interpolation | 10100 | Scripps Lake Dr |  |  | San Diego | CA | San Diego County | 92131 | US | TIGER/LineÂ® dataset from the US Census Bureau
APCD2005-PTO-975319 | Active | 2009-07-31 | [34W] Registered Engine (Rule 12) | SD City of Water Dept |  | 1975 Parkview Terrace La Jolla, CA | 92037 | I | EMERGENCY ENGINE GENERATOR, 550 HP VOLVO ENGINE MODEL TAD 1630GE, S/N 2160033876 868551 APP# 975319 EFH 10/00 17CCR93115 SJE10/05 | 0 | 0 | 0 | 0 | 0 | Unknown |  | 550 | 410.135 | 2021-06-02 | 317.00 | 2021-06-02 | 320.00 | 3 | 1230.405 | 0 | 32.817 | -117.2389 | 1 | range_interpolation | 1975 | Parkview Ter |  |  | LA Jolla | CA | San Diego County | 92037 | US | TIGER/LineÂ® dataset from the US Census Bureau
APCD2005-PTO-975320 | Active | 2009-07-31 | [34W] Registered Engine (Rule 12) | City of SD Water Dept | Eric Jimerson | 1500 Wueste Rd Chula Vista, CA | 91915 | R | EMERGENCY ENGINE, 1425 HP CAT DIESEL ENGINE MODEL 3512, S/N 24Z08654. DRIVES GENERATOR (S/N 6PA01142). APP# 975320 EFH 10/00 17CCR93115 SJE11/05 | 1 | 0 | 0 | 0 | 1 | Diesel |  | 1425 | 1062.6225 | 2022-04-11 | 664.00 | 2022-04-11 | 666.00 | 2 | 2125.245 | 1.9306 | 32.6427 | -116.9359 | 1 | rooftop | 1500 | Wueste Rd |  |  | Chula Vista | CA | San Diego County | 91915 | US | San Diego Geographic Information Source - JPA
APCD2005-PTO-975373 | Active | 2009-07-31 | [34W] Registered Engine (Rule 12) | The Home Depot | Store Mgr | 525 Saturn Bl Imperial Beach, CA | 92154 | S | JOHN DEERE DIESEL ENGINE MODEL 6068T, 166 HP, 124 KW, S/N T06068T837856 TURBOCHARGED. 975373 AFS 28 Aug 2000 17CCR93115 SJEden Nov 2005 | 1 | 0 | 0 | 0 | 1 | Diesel | 124 | 166 | 124 | 2021-06-08 | 405.80 | 2022-06-08 | 454.20 | 48.4 | 6001.6 | 5.4518 | 32.587 | -117.0917 | 0.9 | rooftop | 525 | Saturn Blvd |  |  | San Diego | CA | San Diego County | 92154 | US | San Diego Geographic Information Source - JPA
APCD2005-PTO-975420 | Active | 2009-07-31 | [34W] Registered Engine (Rule 12) | HOME DEPOT THE |  | 950 DENNERY RD SAN DIEGO, CA | 92154 | S | JOHN DEERE DIESEL ENGINE MODEL 6068T, 166 HP, 124 KW, S/N T06068T844292, TURBOCHARGED. | 1 | 0 | 0 | 0 | 1 | Diesel | 124 | 166 | 124 | 2022-03-03 | 324.10 | 2022-03-03 | 341.70 | 17.6 | 2182.4 | 1.9825 | 32.5765 | -117.0374 | 1 | rooftop | 950 | Dennery Rd |  |  | San Diego | CA | San Diego County | 92154 | US | San Diego Geographic Information Source - JPA
APCD2005-PTO-975427 | Active | 2009-07-31 | [34W] Registered Engine (Rule 12) | Dawn US Holdings LLC dba Evoque DCS | Stephen Adolph | 5732 Pacific Center Blvd San Diego, CA | 92121 | G | CATERPILLAR DIESEL ENGINE MODEL 3512B, 2172 HP, S/N 6WN00458, TURBOCHARGED, AFTERCOOLED, CRANKCASE FILTER. ( 975427 AFS 05 Sep 2000 17CCR93115 SJEden Nov 2005) | 1 | 0 | 0 | 0 | 1 | Diesel |  | 2172 | 1619.6604 | 2021-05-05 | 212.00 | 2022-06-11 | 227.00 | 15 | 24294.906 | 22.0693 | 32.9045 | -117.199 | 1 | rooftop | 5732 | Pacific Center Blvd |  |  | San Diego | CA | San Diego County | 92121 | US | City of San Diego
APCD2005-PTO-975428 | Active | 2009-07-31 | [34W] Registered Engine (Rule 12) | Dawn US Holdings LLC dba Evoque DCS | Stephen Adolph | 5732 Pacific Center Blvd San Diego, CA | 92121 | G | CATERPILLAR DIESEL ENGINE MODEL 3512B, 2172 HP, S/N 6WN00459, TURBOCHARGED, AFTERCOOLED, CRANK CASE FILTER. (App 975428 AFS 31 Aug 2000 17CCR93115 S.J.Eden Dec 2005) | 1 | 0 | 0 | 0 | 1 | Diesel |  | 2172 | 1619.6604 | 2021-05-05 | 164.00 | 2022-06-10 | 177.00 | 13 | 21055.5852 | 19.1267 | 32.9045 | -117.199 | 1 | rooftop | 5732 | Pacific Center Blvd |  |  | San Diego | CA | San Diego County | 92121 | US | City of San Diego
APCD2005-PTO-975429 | Active | 2009-07-31 | [34W] Registered Engine (Rule 12) | Dawn US Holdings LLC dba Evoque DCS | Stephen Adolph | 5732 Pacific Center Blvd San Diego, CA | 92121 | G | CATERPILLAR DIESEL ENGINE MODEL 3512B, 2172 HP, S/N 6WN00462, TURBOCHARGED, AFTERCOOLED, CRANKCASE FILTER. 975429AFS31AUG2000 17CCR93115SJE12/05 | 1 | 0 | 0 | 0 | 1 | Diesel |  | 2172 | 1619.6604 | 2021-05-05 | 216.00 | 2022-06-11 | 232.00 | 16 | 25914.5664 | 23.5406 | 32.9045 | -117.199 | 1 | rooftop | 5732 | Pacific Center Blvd |  |  | San Diego | CA | San Diego County | 92121 | US | City of San Diego
APCD2005-PTO-975461 | Active | 2009-07-31 | [34W] Registered Engine (Rule 12) | USN NAV Sta 2 Public Works Center | Commanding Officer Bldg 398 | 32nd St & Harbor Dr San Diego, CA | 92136 | S | EMERGENCY ENGINE: JOHN DEERE, MODEL 4039DF004, DIESEL FIRED, 65 BHP, S/N CD4039D347277, DRIVING A KOHLER, MODEL 20ROZJ61 ELECTRIC GEN-SET. [975461 ALC 09/00 17CCR93115 SJE 12/05] | 1 | 0 | 0 | 0 | 1 | Diesel |  | 65 | 48.4705 | 2022-01-30 | 124.30 | 2022-01-30 | 126.50 | 2.2 | 106.6351 | 0.096867 | 32.7241 | -117.1709 | 0.5 | place |  |  |  |  | San Diego | CA | San Diego County | 92101 | US | TIGER/LineÂ® dataset from the US Census Bureau
APCD2005-PTO-975483 | Active | 2009-07-31 | [34W] Registered Engine (Rule 12) | USD | Roger Manion | 5998 Alcala Park San Diego, CA | 92110 | I | EMERGENCY ENGINE: PERKINS, MODEL 1506, 98.4 BHP, DIESEL FIRED, S/N LJ50418115390G, DRIVING A 60-KW ELECTRIC GENERATOR, F.G. WILSON, MODEL D60P1, S/N F5026A/001, LOCATED IN PUBLIC SAFETY . (975483 ALC 10/00)17CCR93115SJE10/05 | 1 | 0 | 0 | 0 | 1 | Diesel | 60 | 98.4 | 60 | [5 empty] | 0 | 0 | 32.7705 | -117.1896 | 1 | range_interpolation | 5998 | Alcala Park |  |  | San Diego | CA | San Diego County | 92110 | US | TIGER/LineÂ® dataset from the US Census Bureau
APCD2005-PTO-975485 | Active | 2009-07-31 | [34W] Registered Engine (Rule 12) | USD | Roger Manion | 5998 Alcala Park San Diego, CA | 92110 | I | EMERGENCY ENGINE: INTERNATIONAL HARVESTER, MODEL GDC325, 300 BHP, DIESEL FIRED, S/N WS4646N1224140, DRIVING A 200-KW ELECTRIC GENERATOR, KOHLER, MODEL 200REOZP, S/N 655634, LOCATED IN THE JENNY CRAIG PAVILION.(975485 ALC 10/00)17CCR93115SJE10/05 | 1 | 0 | 0 | 0 | 1 | Diesel | 200 | 300 | 200 | [5 empty] | 0 | 0 | 32.7705 | -117.1896 | 1 | range_interpolation | 5998 | Alcala Park |  |  | San Diego | CA | San Diego County | 92110 | US | TIGER/LineÂ® dataset from the US Census Bureau
APCD2005-PTO-975505 | Active | 2009-07-31 | [34W] Registered Engine (Rule 12) | Clear Channel Communications | Chief Engineer | 2302 52nd St San Diego, CA | 92105 | K | EMERGENCY GENERATOR: 380 BHP DIESEL CUMMINS ENGINE, TURBOCHARED, INNERCOOLED, AND WITH CRANKCASE OIL RECYCLING, MODEL LTA-10-G1, S/N 34920082, DRIVING A GENERATOR. 975505EAD9/2/01 17CCR93115SJE10/05 | 1 | 0 | 0 | 0 | 1 | Diesel |  | 380 | 283.366 | 2021-12-28 | 158.10 | 2022-04-28 | 186.80 | 28.7 | 8132.6042 | 7.3876 | 32.7299 | -117.0842 | 1 | rooftop | 2302 | 52nd St |  |  | San Diego | CA | San Diego County | 92105 | US | San Diego Geographic Information Source - JPA
APCD2005-PTO-975516 | Active | 2009-07-31 | [34W] Registered Engine (Rule 12) | Sorrento Therapeutics | Troy Gardner | 4955 Directors Pl San Diego, CA | 92121 | G | SPECTRUM DETROIT DIESEL MODEL 6063-TK35, 490 HP, S/N 06R-0614-111, RACOR CLOSED CRANKCASE VENTILATION SYSTEM. 975516AFS21SEP2000 17CCR93115SJE12/05 | 1 | 0 | 0 | 0 | 1 | Diesel |  | 490 | 365.393 | 2022-06-03 | 115.30 | 2022-06-03 | 133.20 | 17.9 | 6540.5347 | 5.9414 | 32.8937 | -117.2089 | 1 | rooftop | 4955 | Directors Pl |  |  | San Diego | CA | San Diego County | 92121 | US | San Diego Geographic Information Source - JPA
APCD2005-PTO-975523 | Active | 2009-07-31 | [34W] Registered Engine (Rule 12) | SD City Dept of Metro Waterwaste Grove Av Pump Sta | Facility Manager | 2484 Grove Av San Diego, CA | 92154 | S | EMERGENCY ENGINE: CUMMINS, MODEL KTA 38-G4 DIESEL FIRED, 1490 BHP, TURBOCHARGED, AFTERCOOLED, S/N 25246938, DRIVING AN ELECTRIC GENERATOR, ONAN, 1000 KW. (975523 ALC 09/00) 17CCR93115 SJE11/05 | 1 | 0 | 0 | 0 | 1 | Diesel | 1000 | 1490 | 1000 | 2022-01-05 | 127.00 | 2022-01-05 | 128.80 | 1.8 | 1800 | 1.6351 | 32.5735 | -117.0811 | 1 | rooftop | 2484 | Grove Ave |  |  | San Diego | CA | San Diego County | 92154 | US | San Diego Geographic Information Source - JPA
APCD2005-PTO-975524 | Active | 2009-07-31 | [34W] Registered Engine (Rule 12) | SD City Dept of Metro Wastewater South Bay | Facility Manager | 2411 Dairy Mart Rd San Diego, CA | 92154 | S | EMERGENCY ENGINE: CATERPILLAR, MODEL 3516B, DIESEL FIRED, 2876 BHP, S/N 7RN01755, DRIVING AN ELECTRIC GENERATOR. (975524 ALC 09/00) 17CCR93115 SJE11/05 | 1 | 0 | 0 | 0 | 1 | Diesel |  | 2876 | 2144.6332 | 2021-05-11 | 112.00 | 2022-06-23 | 117.00 | 5 | 10723.166 | 9.7408 | 32.5559 | -117.0623 | 1 | range_interpolation | 2411 | Dairy Mart Rd |  |  | San Diego | CA | San Diego County | 92154 | US | TIGER/LineÂ® dataset from the US Census Bureau
APCD2005-PTO-975533 | Active | 2009-07-31 | [34W] Registered Engine (Rule 12) | Northrup Grumman System Corp | Brian Campbell | 17030 Goldentop Rd San Diego, CA | 92127 | F | EMERGENCY ENGINE: KOHLER POWER SYSTEMS, MODEL 50ROZJ, DIESEL FIRED, 76 BHP, S/N 0675221, DRIVING AN ELECTRIC GENERATOR. (975533 ALC 09/00) 17 CCR 93115 SJE 10/05 (ATCM DATA: DEERE MODEL 4039TF004, S/N CD4039T402576) | 1 | 0 | 0 | 0 | 1 | Diesel |  | 76 | 56.6732 | 2021-11-03 | 312.80 | 2021-11-03 | 317.80 | 5 | 283.366 | 0.25741 | 33.02 | -117.1067 | 1 | rooftop | 17030 | Goldentop Rd |  |  | San Diego | CA | San Diego County | 92127 | US | San Diego Geographic Information Source - JPA
APCD2005-PTO-975569 | Active | 2009-07-31 | [34W] Registered Engine (Rule 12) | Verizon Wireless | General Manager | 4787 Mercury St San Diego, CA | 92111 | M | DETROIT DIESEL ENGINE MODEL R1637K35, 1200 HP, S/N 5362001141, TURBOCHARGED, DIESEL FIRED. 975569 AFS0 4OCT2000 17CCR93115 SJE10/05 | 1 | 0 | 0 | 0 | 1 | Diesel |  | 1200 | 894.84 | 2021-09-08 | 648.70 | 2021-09-08 | 670.20 | 21.5 | 19239.06 | 17.4766 | 32.8288 | -117.1485 | 1 | rooftop | 4787 | Mercury St |  |  | San Diego | CA | San Diego County | 92111 | US | San Diego Geographic Information Source - JPA
APCD2005-PTO-975608 | Active | 2009-07-31 | [34W] Registered Engine (Rule 12) | SD City of Water Dept | General Manager | 6510 Akins Av San Diego, CA | 92114 | N | EMERGENCY GENERATOR: 519 BHP DIESEL CATERPILLAR MODEL 3406C S/N 4ZR05981 DITA ENGINE WITH TURBOCHARGING AND AFTERCOOLING, S/N 9DR03222; DRIVES A 400 KW EMERGENCY GENERATOR. 975608 EAD 9/1/0117CCR93115SJE11/05 | 1 | 0 | 0 | 0 | 1 | Diesel | 400 | 519 | 400 | 2022-05-27 | 503.00 | 2022-05-27 | 505.00 | 2 | 800 | 0.72671 | 32.7112 | -117.0578 | 1 | rooftop | 6510 | Akins Ave |  |  | San Diego | CA | San Diego County | 92114 | US | San Diego Geographic Information Source - JPA
APCD2005-PTO-975670 | Active | 2009-07-31 | [34W] Registered Engine (Rule 12) | North County Communications Inc | Facility Manager | 4008 Taylor St San Diego, CA | 92110 | I | EMERGENCY ENGINE: JOHN DEERE, MODEL 6081AF001C, DIESEL FIRED, TURBOCHARGED, INTERCOOLED, 300 BHP, S/N RG6081A116059, DRIVING AN ELECTRIC GENERATOR. (975670 ALC 11/00) 17CCR93115 SJE10/05 | 1 | 0 | 0 | 0 | 1 | Diesel |  | 300 | 223.71 | [5 empty] | 0 | 0 | 32.7558 | -117.2006 | 1 | rooftop | 4008 | Taylor St |  |  | San Diego | CA | San Diego County | 92110 | US | San Diego Geographic Information Source - JPA
APCD2005-PTO-975673 | Active | 2009-07-31 | [34W] Registered Engine (Rule 12) | San Diego Zoo Global | Mark Logiman | 15500 San Pasqual Valley Road Escondido, CA | 92027 | D | EMERGENCY ENGINE GENERATOR SET (Mfr: JOHN DEERE, MODEL: 6068TF150, S/N T06068T860752, FUEL: DIESEL, FAMILY: YJDXL06.8014, output: 150hp) | 1 | 0 | 0 | 0 | 1 | Diesel |  | 150 | 111.855 | 2021-12-31 | 252.80 | 2022-03-10 | 263.90 | 11.1 | 1241.5905 | 1.1279 | 33.1005 | -117.0027 | 1 | rooftop | 15500 | San Pasqual Valley Rd |  |  | Escondido | CA | San Diego County | 92027 | US | San Diego Geographic Information Source - JPA
APCD2005-PTO-975678 | Active | 2009-07-31 | [34W] Registered Engine (Rule 12) | Commander Navy Region SW | John Jay | Naval Air Station North Island Coronado, CA | 92135 | O | EMERGENCY ENGINE GENERATOR, 560 HP CUMMINS DIESEL ENGINE MODEL KTA-1150-G1, S/N 31129153. BLDG 1354 APPL# 975678 EFH 04/01 17CCR93115 SJE12/05 Functional Group: Public Utilities and Transportation | 1 | 0 | 0 | 0 | 1 | Diesel |  | 560 | 417.592 | 2021-06-22 | 433.50 | 2022-06-24 | 450.60 | 17.1 | 7140.8232 | 6.4867 | 32.6992 | -117.2096 | 1 | place |  |  |  |  | Coronado | CA | San Diego County | 92118 | US | TIGER/LineÂ® dataset from the US Census Bureau
APCD2005-PTO-975679 | Active | 2009-07-31 | [34W] Registered Engine (Rule 12) | Commander Navy Region SW | John Jay | Naval Air Station North Island Coronado, CA | 92135 | O | EMERGENCY ENGINE GENERATOR, 643 HP DETROIT DIESEL ENGINE, MODEL 80837416, S/N 8VF134058APPL# 975679 EFH 04/01 17CCR93115 SJE12/05 Functional Group: Public Utilities and Transportation | 1 | 0 | 0 | 0 | 1 | Diesel |  | 643 | 479.4851 | 2021-06-22 | 329.50 | 2022-06-24 | 335.10 | 5.6 | 2685.1166 | 2.4391 | 32.6992 | -117.2096 | 1 | place |  |  |  |  | Coronado | CA | San Diego County | 92118 | US | TIGER/LineÂ® dataset from the US Census Bureau
APCD2005-PTO-975680 | Active | 2009-07-31 | [34W] Registered Engine (Rule 12) | Commander Navy Region SW | John Jay | Naval Air Station North Island Coronado, CA | 92135 | O | EMERGENCY ENGINE GENERATOR, 114 HP JOHN DEERE DIESEL ENGINE MODEL 6414TF01, S/N 578160T. APPL# 975680 EFH 04/01 17CCR93115 SJE12/05 Functional Group: Public Utilities and Transportation | 1 | 0 | 0 | 0 | 1 | Diesel |  | 114 | 85.0098 | 2021-06-24 | 535.00 | 2022-06-23 | 543.50 | 8.5 | 722.5833 | 0.65639 | 32.6992 | -117.2096 | 1 | place |  |  |  |  | Coronado | CA | San Diego County | 92118 | US | TIGER/LineÂ® dataset from the US Census Bureau
APCD2005-PTO-975682 | Active | 2009-07-31 | [34W] Registered Engine (Rule 12) | Commander Navy Region SW | John Jay | Naval Air Station North Island Coronado, CA | 92135 | O | EMERGENCY ENGINE GENERATOR, 145 HP DETROIT DIESEL, MODEL 1043-7005, S/N 4A0228260. APPL# 975682 EFH 04/01 17CCR93115 SJE12/05 Functional Group: Public Utilities and Transportation | 1 | 0 | 0 | 0 | 1 | Diesel |  | 145 | 108.1265 | 2021-06-24 | 468.50 | 2022-07-07 | 478.00 | 9.5 | 1027.2018 | 0.9331 | 32.6992 | -117.2096 | 1 | place |  |  |  |  | Coronado | CA | San Diego County | 92118 | US | TIGER/LineÂ® dataset from the US Census Bureau
APCD2005-PTO-975684 | Active | 2009-07-31 | [34W] Registered Engine (Rule 12) | Commander Navy Region SW | John Jay | Naval Air Station North Island Coronado, CA | 92135 | O | EMERGENCY ENGINE GENERATOR, 355 HP CUMMINS DIESEL ENGINE MODEL NT-855-G2, S/N 54638. APPL# 975684 EFH 04/01 17CCR93115 SJE12/05 Functional Group: Public Utilities and Transportation | 1 | 0 | 0 | 0 | 1 | Diesel |  | 355 | 264.7235 | 2021-06-24 | 173.70 | 2022-06-23 | 199.50 | 25.8 | 6829.8663 | 6.2042 | 32.6992 | -117.2096 | 1 | place |  |  |  |  | Coronado | CA | San Diego County | 92118 | US | TIGER/LineÂ® dataset from the US Census Bureau
APCD2005-PTO-975702 | Active | 2009-07-31 | [34H] California Certified Emergency Standby Engine | USMC Base Public Utilities U25 | Air Quality Section | Building 210537 Camp Pendleton, CA | 92055 | A | Emergency Diesel Engine Generator: FPT (Generac), Model F4GE9685A*J (SD100), 152 BHP, S/N 01699397, Engine Family KFPXL06.7DGB, Tier 3 certified with DDI, EM, TC, CAC; driving a 100-kW emergency electrical generator. | 1 | 0 | 0 | 0 | 1 | Diesel | 100 | 152 | 100 | [5 empty] | 0 | 0 | 33.3877 | -117.4448 | 0.5 | place |  |  |  |  | Camp Pendleton | CA | San Diego County | 92055 | US | TIGER/LineÂ® dataset from the US Census Bureau
APCD2005-PTO-975703 | Active | 2009-07-31 | [34H] California Certified Emergency Standby Engine | USMC Base Camp Pendleton | Steve Leathers | SLS 41300 Camp Pendleton, CA | 92055 | A | Emergency Diesel Engine: FPT Model F4GE9485AJ, S/N J602-01556729; Engine Family HFPXL06.7DGB; Model Year 2017; Tier 4 certified; 131 bhp rated; driving a 80 kW emergency generator. | 1 | 0 | 0 | 0 | 1 | Diesel | 80 | 131 | 80 | [5 empty] | 0 | 0 | 33.3877 | -117.4448 | 0.5 | place |  |  |  |  | Camp Pendleton | CA | San Diego County | 92055 | US | TIGER/LineÂ® dataset from the US Census Bureau
APCD2005-PTO-975705 | Active | 2009-07-31 | [34C] Emergency Standby Engine | Sequenom Corp | Bobby Griffin | 3595 John Hopkins Ct San Diego, CA | 92121 | G | EMERGENCY STANDBY GENERATOR: Mfr: MITSUBISHI Model: S12H-PTA S/N: 30281 1501 HP, TURBO-CHARGED 975705 EAD 5/22/03 17CCR93115 SJE11/05 | 0 | 0 | 0 | 0 | 0 | Unknown |  | Unknown | Unknown | 2021-11-09 | 192.80 | 2021-11-09 | 203.00 | 10.2 | #VALUE! | 0 | 32.8917 | -117.2369 | 1 | rooftop | 3595 | John Hopkins Ct |  |  | San Diego | CA | San Diego County | 92121 | US | Sandoval
APCD2005-PTO-975715 | Active | 2009-07-31 | [34W] Registered Engine (Rule 12) | Level 3 Communications | Jason Sweat | 25480 Centre City Pkwy Escondido, CA | 92026 | B | EMERGENCY ENGINE GENERATOR: MFR: CATERPILLAR, MODEL: 3406, S/N 1LS01075, TURBOCHARGED AND AFTERCOOLED, FAMILY: YCPXL14.6MJR, DIESEL, 599 HP. APPL# 975715 EFH 04/01 17CCR93115 SJE12/05 | 1 | 0 | 0 | 0 | 1 | Diesel |  | 599 | 446.6743 | 2021-12-31 | 425.00 | 2022-01-25 | 429.00 | 4 | 1786.6972 | 1.623 | 33.1736 | -117.1105 | 1 | rooftop | 25480 | Centre City Pkwy |  |  | Escondido | CA | San Diego County | 92026 | US | Sandoval
APCD2005-PTO-975722 | Active | 2009-07-31 | [34W] Registered Engine (Rule 12) | SD Convention Center Corp | Assistant Eng Manager | 111 Harbor Dr W San Diego, CA | 92101 | N | DETROIT DIESEL MODEL 16V2000 G70 R163-7K05, S/N 5362000666, 1200 HP, CRANKCASE VENTILATION FILTER SYSTEM, DIESEL FIRED. 17CCR93115 SJE 11/05 | 1 | 0 | 0 | 0 | 1 | Diesel |  | 1200 | 894.84 | [5 empty] | 0 | 0 | 32.7093 | -117.1651 | 0.9 | range_interpolation | 111 | W Harbor Dr |  |  | San Diego | CA | San Diego County | 92101 | US | TIGER/LineÂ® dataset from the US Census Bureau
APCD2005-PTO-975725 | Active | 2009-07-31 | [34W] Registered Engine (Rule 12) | East County Regional Center, JCC #37-I1 | Donna Jorgensen | 250 E Main St El Cajon, CA | 92020 | L | CUMMINS ENGINE/GENERATOR SET: ENGINE MODEL KTA19-G4, GENERATOR MODEL 500 DFED, GSN 1990992837, DIESEL FIRED, TURBOCHARED, AFTERCOOLED, 755 HP. 725FS 28NOV2000 17CCR93115 SJE10/05 | 1 | 0 | 0 | 0 | 1 | Diesel |  | 755 | 563.0035 | 2021-10-12 | 410.00 | 2021-10-12 | 419.10 | 9.1 | 5123.3319 | 4.654 | 32.7969 | -116.9589 | 1 | rooftop | 250 | E Main St E |  |  | El Cajon | CA | San Diego County | 92020 | US | San Diego Geographic Information Source - JPA
APCD2005-PTO-975747 | Active | 2009-07-31 | [34W] Registered Engine (Rule 12) | USMC MCAS Miramar | Michael Murukis | USMC Miramar San Diego, CA | 92145 | H | JOHN DEERE DIESEL ENGINE MODEL 4039TF004, S/N: CD4039T379308, 110 HP. 975747 AFS 27 NOV 2000 17 CCR 93115 SJE 12/05 | 1 | 0 | 0 | 0 | 1 | Diesel |  | 110 | 82.027 | 2022-01-01 | 184.80 | 2022-01-01 | 188.20 | 3.4 | 278.8918 | 0.25334 | 32.8795 | -117.1612 | 1 | street_center |  | Miramar Rd |  |  | San Diego | CA | San Diego County | 92121 | US | TIGER/LineÂ® dataset from the US Census Bureau
APCD2005-PTO-975749 | Active | 2009-07-31 | [34W] Registered Engine (Rule 12) | San Diego Fire & Life Safety Services | Station Captain | 10011 Black Mountain Rd San Diego, CA | 92126 | M | GENERAC/FORD DIESEL ENGINE MODEL 7.5 DTA, S/N CD87801972, 218 HP, CRANK CASE VENTILATION FILTER SYSTEM. 975749AFS 22NOV2000 CCR 93115 SJE10/05 | 1 | 0 | 0 | 0 | 1 | Diesel |  | 218 | 162.5626 | 2021-09-08 | 346.00 | 2021-09-08 | 358.28 | 12.28 | 1996.2687 | 1.8134 | 32.9016 | -117.1239 | 1 | range_interpolation | 10011 | Black Mountain Rd |  |  | San Diego | CA | San Diego County | 92126 | US | TIGER/LineÂ® dataset from the US Census Bureau
APCD2005-PTO-975750 | Active | 2009-07-31 | [34W] Registered Engine (Rule 12) | San Diego Fire & Life Safety Services | Station Captain | 11640 Spring Canyon Rd San Diego, CA | 92131 | F | JOHN DEERE DIESEL ENGINE MODEL 6059TF002, S/N CD6059T407401, 150 HP, CRANK CASE FILTER SYSTEM. 975750 AFS 22NOV 2000 17CCR93115 SJE10/05 | 1 | 0 | 0 | 0 | 1 | Diesel |  | 150 | 111.855 | 2021-07-09 |  | 2022-06-29 | 423.40 |  | 0 | 0 | 32.9239 | -117.0776 | 1 | rooftop | 11640 | Spring Canyon Rd |  |  | San Diego | CA | San Diego County | 92131 | US | San Diego Geographic Information Source - JPA
APCD2005-PTO-975754 | Active | 2009-07-31 | [34W] Registered Engine (Rule 12) | UPS Store Inc. | General Manager | 6060 Cornerstone Ct W San Diego, CA | 92121 | G | EMERGENCY ENGINE GENERATOR, 207HP CUMMINS DIESEL ENGINE MODEL 6CT8.3G2,S/N 45918140, TURBOCHARGED AND AFTERCOOLED. APPL# 975754 EFH 04/01 17CCR93115SJE10/05 | 1 | 0 | 0 | 0 | 1 | Diesel |  | 207 | 154.3599 | 2022-01-04 | 142.80 | 2022-01-04 | 142.80 | 0 | 0 | 0 | 32.8973 | -117.1894 | 1 | rooftop | 6060 | Cornerstone Ct |  |  | San Diego | CA | San Diego County | 92121 | US | Sandoval
APCD2005-PTO-975757 | Active | 2009-07-31 | [34W] Registered Engine (Rule 12) | San Diego Zoo Global | Mark Logiman | 15500 San Pasqual Valley Road Escondido, CA | 92027 | D | EMERGENCY ENGINE GENERATOR (Mfr: Caterpillar, Model: 3512B, Serial Number: 6WN00432, Output: 2032 HP) APPL# 975757 EFH 04/01 17CCR93115 SJE10/05 | 0 | 0 | 0 | 0 | 0 | Unknown |  | 2032 | 1515.2624 | 2021-12-31 | 304.00 | 2022-03-10 | 313.00 | 9 | 13637.3616 | 0 | 33.1005 | -117.0027 | 1 | rooftop | 15500 | San Pasqual Valley Rd |  |  | Escondido | CA | San Diego County | 92027 | US | San Diego Geographic Information Source - JPA
APCD2005-PTO-975767 | Active | 2009-07-31 | [34W] Registered Engine (Rule 12) | Dawn US Holdings LLC dba Evoque DCS | Stephen Adolph | 5732 Pacific Center Blvd San Diego, CA | 92121 | G | EMERGENCY GENERATOR: 2304 BHP DIESEL CATERPILLAR ENGINE WITH TURBOCHARING AND AFTERCOOLING, AND CRANKCASE FILTER, MODEL 3516, S/N 25Z06948, DRIVING A GENERATOR. 975767EAD9/2/01 17CCR93115SJE12/05 | 1 | 0 | 0 | 0 | 1 | Diesel |  | 304 | 226.6928 | 2021-05-05 | 229.00 | 2022-06-10 | 240.00 | 11 | 2493.6208 | 2.2652 | 32.9045 | -117.199 | 1 | rooftop | 5732 | Pacific Center Blvd |  |  | San Diego | CA | San Diego County | 92121 | US | City of San Diego
APCD2005-PTO-975768 | Active | 2009-07-31 | [34W] Registered Engine (Rule 12) | Dawn US Holdings LLC dba Evoque DCS | Stephen Adolph | 5732 Pacific Center Blvd San Diego, CA | 92121 | G | EMERGENCY GENERATOR: 2304 BHP, DIESEL CATERPILLAR ENGINE WITH TURBOCHARGING AND AFTERCOOLING, AND CRANK CASE FILTER, MODEL 3516, S/N 25Z06952, DRIVING A GENERATOR. 975768EAD9/2/01 17CCR93115SJE11/05 | 1 | 0 | 0 | 0 | 1 | Diesel |  | 304 | 226.6928 | 2021-05-05 | 236.00 | 2022-06-10 | 247.00 | 11 | 2493.6208 | 2.2652 | 32.9045 | -117.199 | 1 | rooftop | 5732 | Pacific Center Blvd |  |  | San Diego | CA | San Diego County | 92121 | US | City of San Diego
APCD2005-PTO-975777 | Active | 2009-07-31 | [34W] Registered Engine (Rule 12) | Vallecitos Water District | Facility Manager | 3896 El Paso Alto San Marcos, CA | 92069 | B | KOHLER (JOHN DEERE) ENGINE GENERATOR SET: MODEL 6068TF250, 166 HP, S/N T06068T808948, TURBOCHARGED, DIESEL FIRED. 975777AFS30NOV2000 17CCR93115 SJE10/05 | 1 | 0 | 0 | 0 | 1 | Diesel |  | 166 | 123.7862 | 2022-04-04 | 191.80 | 2022-04-04 | 192.30 | 0.5 | 61.8931 | 0.056223 | 33.2096 | -117.1769 | 1 | rooftop | 3896 | El Paso Alto |  |  | San Marcos | CA | San Diego County | 92069 | US | San Diego Geographic Information Source - JPA
APCD2005-PTO-975778 | Active | 2009-07-31 | [34W] Registered Engine (Rule 12) | Vallecitos Water District - Lift Station 1 | Trisha Woolslayer | 1368 San Marcos Blvd San Marcos, CA | 92069 | B | CATERPILLAR ENGINE GENERATOR SET: MODEL 3306, 150 HP, S/N 66D17203, DIESEL FIRED. 8AFS30NOV2000 17CCR93115 SJE10/05 | 1 | 0 | 0 | 0 | 1 | Diesel |  | 150 | 111.855 | 2022-04-04 | 474.00 | 2022-04-04 | 475.00 | 1 | 111.855 | 0.10161 | 33.1316 | -117.2003 | 0.9 | range_interpolation | 1368 | W San Marcos Blvd |  |  | San Marcos | CA | San Diego County | 92078 | US | TIGER/LineÂ® dataset from the US Census Bureau
APCD2005-PTO-975782 | Active | 2009-07-31 | [34W] Registered Engine (Rule 12) | City of San Diego | Scott Singh | 5480 Gaines Street San Diego, CA | 92110 | I | EMERGENCY ENGINE GENERATOR, 150 HP JOHN DEERE DIESEL ENGINE MODEL 6068TF150 S/N RG6081A121199. APPL# 975782 EFH 04/0117CCR93115SJE11/05 | 1 | 0 | 0 | 0 | 1 | Diesel |  | 150 | 111.855 | 2021-09-22 | 334.10 | 2021-09-22 | 337.30 | 3.2 | 357.936 | 0.32515 | 32.7655 | -117.1933 | 1 | range_interpolation | 5480 | Gaines St |  |  | San Diego | CA | San Diego County | 92110 | US | TIGER/LineÂ® dataset from the US Census Bureau
APCD2005-PTO-975824 | Active | 2009-07-31 | [34W] Registered Engine (Rule 12) | Cue Health Inc | Tina Price | 4980 Carroll Canyon Road Suite 100 San Diego, CA | 92121 | G | SPECTRUM DETROIT DIESEL ENGINE MODEL 250DSE, S/N 851912, 415 HP, DIESEL FIRED. 975824 AFS 7DEC2000 17CCR93115 SJE11/05 | 1 | 0 | 0 | 0 | 1 | Diesel |  | 415 | 309.4655 | 2021-12-16 | 149.10 | 2021-12-16 | 149.60 | 0.5 | 154.7328 | 0.14056 | 32.8909 | -117.1988 | 1 | rooftop | 4980 | Carroll Canyon Rd | Ste | 100 | San Diego | CA | San Diego County | 92121 | US | San Diego Geographic Information Source - JPA
APCD2005-PTO-975833 | Active | 2009-07-31 | [34H] California Certified Emergency Standby Engine | SD CO OF SHERIFF DEPT PR0037 |  | 388 ALVARADO ST E FALLBROOK, CA | 92028 | A | INTERNAL COMBUSTION ENGINE: MFR: JOHN DEERE, MODEL: 6081AF001, DIESEL FUELED, TURBOCHARGED AND AFTERCOOLED, SERIAL#: RG6081A136255; FAMILY: 1JDXL08.1008, BHP: 300HP, DRIVES AN ELECTRICAL EMERGENCY GENERATOR (MFR: KOHLER, MODEL: 180ROZJ, S/N: 0706999) RATED AT 180 KW APPL# 975833 EFH 04/01 JFTREV061703 17CCR93115 SJE 10/05 | 1 | 0 | 0 | 0 | 1 | Diesel | 180 | 300 | 180 | 2021-06-16 | 188.20 | 2021-06-16 | 189.90 | 1.7 | 306 | 0.27797 | 33.3823 | -117.2481 | 0.9 | rooftop | 388 | E Alvarado St |  |  | Fallbrook | CA | San Diego County | 92028 | US | San Diego Geographic Information Source - JPA
APCD2005-PTO-975870 | Active | 2009-07-31 | [34W] Registered Engine (Rule 12) | Pacific Bell | Paul Weiss | 28523 Cole Grade Rd Valley Center, CA | 92082 | B | EMERGENCY ENGINE: DETROIT DIESEL, MODEL 71237406 (S/N: 12VA087315), DIESEL FIRED, 750 BHP, DRIVING AN ELECTRIC GENERATOR. (975870 ALC 01/01) 17 CCR 93115 SJE 12/05 | 1 | 0 | 0 | 0 | 1 | Diesel |  | 750 | 559.275 | 2022-04-18 | 525.00 | 2022-04-18 | 528.90 | 3.9 | 2181.1725 | 1.9814 | 33.2303 | -117.0233 | 1 | rooftop | 28523 | Cole Grade Rd |  |  | Valley Center | CA | San Diego County | 92082 | US | San Diego Geographic Information Source - JPA
APCD2005-PTO-975897 | Active | 2009-07-31 | [34C] Emergency Standby Engine | Encinitas City Of | General Manager | 540 Balour Dr Encinitas, CA | 92024 | E | EMERGENCY ENGINE: -JOHN DEERE -MODEL 4045TF150, DIESEL FIRED, TURBOCHARGED,100 BHP -S/N T04045T878095 DRIVING A KOHLER 75-KW ELECTRIC GENERATOR. (975897 ALC 12/01)(NO APP BEC12288 6/22/04 EAD) 17CCR93115 SJE10/05 | 1 | 0 | 0 | 0 | 1 | Diesel | 75 | 100 | 75 | [5 empty] | 0 | 0 | 33.0447 | -117.2687 | 1 | rooftop | 540 | Balour Dr |  |  | Encinitas | CA | San Diego County | 92024 | US | San Diego Geographic Information Source - JPA
APCD2005-PTO-975936 | Active | 2009-07-31 | [34C] Emergency Standby Engine | BD Biosciences EHS | Environmental Health & Safety | 8049 Arjons Road San Diego, CA | 92126 | M | ONE (1) 347 BHP JOHN DEERE DIESEL ENGINE DRIVING A BACKUP EMERGENCY GENERATOR, 205 KW. THE ENGINE HAS TURBO CHARGING AND AFTER COOLING CAPABILITIES, S/N RG6081A122509975936 2/1/01 EAD 17CCR93115 SJE10/05 | 1 | 0 | 0 | 0 | 1 | Diesel | 205 | 347 | 205 | 2021-05-24 | 369.90 | 2021-05-24 | 374.30 | 4.4 | 902 | 0.81937 | 32.894 | -117.1454 | 1 | rooftop | 8049 | Arjons Dr |  |  | San Diego | CA | San Diego County | 92126 | US | San Diego Geographic Information Source - JPA
APCD2005-PTO-975943 | Active | 2009-07-31 | [34C] Emergency Standby Engine | HOME DEPOT #1053 | BOB BURNSIDE | 1475 East Valley Parkway Escondido, CA | 92027 | D | EMERGENCY DIESEL ENGINE: Mfr:JOHN DEERE, Model: 6068TF250, S/N: T06068T880910, TURBOCHARGED, 166 HP | 1 | 0 | 0 | 0 | 1 | Diesel |  | 166 | 123.7862 | [5 empty] | 0 | 0 | 33.1307 | -117.0612 | 1 | rooftop | 1475 | E Valley Pkwy |  |  | Escondido | CA | San Diego County | 92027 | US | San Diego Geographic Information Source - JPA
APCD2005-PTO-975948 | Active | 2009-07-31 | [34C] Emergency Standby Engine | ENCINITAS CITY OF SENIOR & COMMUNITY CENTER |  | 1140 OAKCREST PARK ENCINITAS, CA | 92024 | E | ONE (1) EMERGENCY ENGINE GENERATOR: JOHN DEERE ENGINE MODEL 6081AF001, 330 HP, DIESEL FIRED, TURBOCHARGED, S/N: RG6081A135485 DRIVING A 200 KW GENERATOR APPL# 975948 EFH 06/03 17CCR93115 SJE 10/05 | 1 | 0 | 0 | 0 | 1 | Diesel | 200 | 330 | 200 | [5 empty] | 0 | 0 | 33.0448 | -117.2673 | 1 | rooftop | 1140 | Oakcrest Park Dr |  |  | Encinitas | CA | San Diego County | 92024 | US | San Diego Geographic Information Source - JPA
APCD2005-PTO-976011 | Active | 2009-07-31 | [34W] Registered Engine (Rule 12) | Heritage Apartments The | Maintenance Supervisor | 855 Beech St San Diego, CA | 92101 | N | EMERGENCY ENGINE: ONAN / CUMMINS, MODEL 4B3.9-G2, DIESEL FIRED, 68 BHP, S/N 45994797, DRIVING AN ELECTRIC GENERATOR. (976011 ALC 02/01) 17CCR93115 SJE10/05 | 1 | 0 | 0 | 0 | 1 | Diesel |  | 68 | 50.7076 | [5 empty] | 0 | 0 | 32.7208 | -117.157 | 1 | range_interpolation | 855 | Beech St |  |  | San Diego | CA | San Diego County | 92101 | US | TIGER/LineÂ® dataset from the US Census Bureau
APCD2005-PTO-976033 | Active | 2009-07-31 | [34W] Registered Engine (Rule 12) | One Ten Investors, LLC. | Ray Von Lindern | 110 W "A" St. Ste. 1000 San Diego, CA | 92101 | N | EMERGENCY ENGINE: ONAN / CUMMINS, MODEL KT A19-G4 DIESEL FIRED, 755 BHP, S/N 37191524 DRIVING AN ELECTRIC GENERATOR. (976033 ALC 02/01) (980217 10/03) 17CCR93115 SJE11/05 | 1 | 0 | 0 | 0 | 1 | Diesel |  | 755 | 563.0035 | 2021-07-06 | 390.60 | 2022-08-16 | 403.70 | 13.1 | 7375.3459 | 6.6997 | 32.7194 | -117.1644 | 1 | rooftop | 110 | W A St | Ste | 1000 | San Diego | CA | San Diego County | 92101 | US | San Diego Geographic Information Source - JPA
APCD2005-PTO-976057 | Active | 2009-07-31 | [34C] Emergency Standby Engine | USMC Base Public Utilities U22 | Air Quality Section | Building 20800 Camp Pendleton, CA | 92055 | A | EMERGENCY ENGINE: JOHN DEERE, MODEL 6081AF001, S/N: RG6081A128026, 250 BHP, DIESEL FIRED, TURBOCHARGED, AFTERCOOLED, GENERATOR S/N: 695587, DRIVING A150 KW ELECTRIC GENERATOR FOR A SEWAGE TREATMENT PLANT. (BLDG.20800)(976057 ALC 10/01) 17 CCR 93 115 SJE 12/05 | 1 | 0 | 0 | 0 | 1 | Diesel | 150 | 250 | 150 | [5 empty] | 0 | 0 | 33.3877 | -117.4448 | 0.5 | place |  |  |  |  | Camp Pendleton | CA | San Diego County | 92055 | US | TIGER/LineÂ® dataset from the US Census Bureau
APCD2005-PTO-976059 | Active | 2009-07-31 | [34H] California Certified Emergency Standby Engine | United States Marine Corps | Mark Bonsavage | Bldg 31220 Newton Canyon Rd Camp Pendleton, CA | 92055 | A | Emergency Diesel Engine Generator: FPT (Generac), Model F4GE9685A*J (SD100), 198 BHP, S/N 01709788, Engine Family KFPXL06.7DGB, Tier 3 certified; driving a 100-kW emergency electrical generator. | 1 | 0 | 0 | 0 | 1 | Diesel | 100 | 198 | 100 | [5 empty] | 0 | 0 | 33.3877 | -117.4448 | 0.5 | place |  |  |  |  | Camp Pendleton | CA | San Diego County | 92055 | US | TIGER/LineÂ® dataset from the US Census Bureau
APCD2005-PTO-976060 | Active | 2009-07-31 | [34H] California Certified Emergency Standby Engine | USMC Base Personnel Amenities P16 | Air Quality Specialist | Building 510092 Camp Pendleton, CA | 92055 | A | Emergency Diesel Engine Generator: Generac, Model D3400T-Gen1, S/N TP9J00561; Model Year 2019; Engine Family KKMCL3.41D43; Tier 3 certified; 85 bhp rated; driving a 50 kW emergency electrical generator. | 1 | 0 | 0 | 0 | 1 | Diesel | 50 | 85 | 50 | [5 empty] | 0 | 0 | 33.3877 | -117.4448 | 0.5 | place |  |  |  |  | Camp Pendleton | CA | San Diego County | 92055 | US | TIGER/LineÂ® dataset from the US Census Bureau
APCD2005-PTO-976062 | Active | 2009-07-31 | [34C] Emergency Standby Engine | USMC Base Public Utilities U10 | Air Quality Section | Building 20816 Camp Pendleton, CA | 92055 | A | EMERGENCY ENGINE: MFR: JOHN DEERE, MODEL 4045TF150, S/N: T04045T871812, 100 BHP, DIESEL FIRED, TURBOCHARGED, GENERATOR S/N: 695505, DRIVING A 50-KW ELECTRIC GENERATOR FOR A WATER BOOSTER STATION. LOCATED IN BLDG. 20816 (976062 ALC 10/01) 17 CCR 93 115 SJE 12/05 | 1 | 0 | 0 | 0 | 1 | Diesel | 50 | 100 | 50 | [5 empty] | 0 | 0 | 33.3877 | -117.4448 | 0.5 | place |  |  |  |  | Camp Pendleton | CA | San Diego County | 92055 | US | TIGER/LineÂ® dataset from the US Census Bureau
APCD2005-PTO-976064 | Active | 2009-07-31 | [34H] California Certified Emergency Standby Engine | USMC Base Public Utilities U34 | Commanding General | Building 43310 Camp Pendleton, CA | 92055 | A | Emergency Diesel Engine Generator: FPT (Generac), Model F4HE9685A*J (SD150), 279 BHP, S/N 01693657, Engine Family KFPXL06.7DGS, Tier 3 certified with DDI, ECM, TC, CAC; driving a 150-kW emergency electrical generator. | 1 | 0 | 0 | 0 | 1 | Diesel | 150 | 279 | 150 | [5 empty] | 0 | 0 | 33.3877 | -117.4448 | 0.5 | place |  |  |  |  | Camp Pendleton | CA | San Diego County | 92055 | US | TIGER/LineÂ® dataset from the US Census Bureau
APCD2005-PTO-976066 | Active | 2009-07-31 | [34H] California Certified Emergency Standby Engine | United States Marine Corps | Mark Bonsavage | Bldg 62510 San Mateo Rd Camp Pendleton, CA | 92055 | A | Emergency Diesel Engine Generator: FPT, Model F4HE9685A*J, 279 BHP, S/N J102-0154883, Engine Family HFPXL06.7DGS, Tier 3 certified; driving a 150-kW Generac SD150 emergency electrical generator. | 1 | 0 | 0 | 0 | 1 | Diesel | 150 | 279 | 150 | [5 empty] | 0 | 0 | 33.4506 | -117.5656 | 0.95 | range_interpolation | 62510 | San Mateo Dr |  |  | Camp Pendleton | CA | San Diego County | 92055 | US | TIGER/LineÂ® dataset from the US Census Bureau
APCD2005-PTO-976067 | Active | 2009-07-31 | [34H] California Certified Emergency Standby Engine | USMC Base Public Utilities U36 | Mark Bonsavage | Building 63093 Cristianitos Rd Camp Pendleton, CA | 92055 | A | Emergency Diesel Engine Generator: FPT, Model F4GE9685A*J, 198 BHP, S/N 01618363, Engine Family JFPXL06.7DGB, Tier 3 certified; driving a 130-kW Generac SD130 emergency electrical generator. | 1 | 0 | 0 | 0 | 1 | Diesel | 130 | 198 | 130 | [5 empty] | 0 | 0 | 33.3877 | -117.4448 | 0.5 | place |  |  |  |  | Camp Pendleton | CA | San Diego County | 92055 | US | TIGER/LineÂ® dataset from the US Census Bureau
APCD2005-PTO-976158 | Active | 2009-07-31 | [34C] Emergency Standby Engine | Pacific Bell | Power Maint. Engineer | 1670 Cactus Rd San Diego, CA | 92154 | S | ONE (1) JOHN DEERE DIESEL EMERGENCY ENGINE GENERATOR SET MODEL 6125 H, 563 HP, TURBOCHARGED, AFTERCOOLED, S/N RG 6125H012614 DRIVING A 300 KW GENERATOR. APPL# 976158 EFH 05/03 17 CCR 93115 SJE 12/05 | 1 | 0 | 0 | 0 | 1 | Diesel | 300 | 563 | 300 | 2021-07-19 | 401.50 | 2021-07-19 | 409.00 | 7.5 | 2250 | 2.0439 | 32.5666 | -116.9888 | 1 | rooftop | 1670 | Cactus Rd |  |  | San Diego | CA | San Diego County | 92154 | US | San Diego Geographic Information Source - JPA
APCD2005-PTO-976159 | Active | 2009-07-31 | [34C] Emergency Standby Engine | Pacific Bell | Power Maint Eng | 3085 Jefferson Rd Jamul, CA | 91935 | R | ONE (1) EMERGENCY STANDBY ENGINE, JOHN DEERE DIESEL MODEL 6081A, 250 HP, TURBOCHARGED, S/N RG6081A122714, DRIVING A GENERATOR. APPL# 976159 EFH 05/0317CCR93115SJE12/05 | 1 | 0 | 0 | 0 | 1 | Diesel |  | 250 | 186.425 | 2022-05-11 | 482.70 | 2022-05-11 | 488.20 | 5.5 | 1025.3375 | 0.93141 | 32.722 | -116.8746 | 1 | rooftop | 3085 | Jefferson Rd |  |  | Jamul | CA | San Diego County | 91935 | US | San Diego Geographic Information Source - JPA
APCD2005-PTO-976209 | Active | 2009-07-31 | [34H] California Certified Emergency Standby Engine | Naval Information Warfare Center Pacific |  | 53560 Hull Street San Diego, CA | 92152 | I | EMERGENCY ENGINE GENERATOR: CATERPILLAR DIESEL ENGINE, MODEL NO. 3406 (S/N: 1LS01487) , TURBOCHARGED, 599 HP, MODEL YEAR 2000, TIER 1 EPA CERTIFIED, ENGINE FAMILY YCPXL14.6MRJ, DRIVING A 400 KW ELECTRIC GENERATOR. FUNCTIONAL GROUP - RESEARCH, DEVELOPMENT, TEST, AND EVALUATION (RDT&E). APPL# 976209 EFH 05/03 17 CCR 93115 SJE 10/05 | 1 | 0 | 0 | 0 | 1 | Diesel | 400 | 599 | 400 | 2022-07-07 | 194.00 | 2022-07-07 | 195.00 | 1 | 400 | 0.36336 | 32.724 | -117.2479 | 0.7 | street_center |  | Hill St |  |  | San Diego | CA | San Diego County | 92107 | US | TIGER/LineÂ® dataset from the US Census Bureau
APCD2005-PTO-976210 | Active | 2009-07-31 | [34H] California Certified Emergency Standby Engine | Space & Naval Warfare Systems Hq, PMW 205 | NBPL Air Quality Program Mgr | 53560 Hull St San Diego, CA | 92106 | I | EMERGENCY ENGINE: CATERPILLAR DIESEL ENGINE, MODEL NO. 3412 ( S/N BLG00247), 1210 BHP, TURBOCHARGED, MODEL YEAR 2001, TIER 1 EPA CERTIFIED, ENGINE FAMILY 1CPXL27.0MRS ,DRIVING A 800 KW GENERATOR. APPL# 976210 EFH 05/03 17 CCR 93115 SJE 10/05 | 1 | 0 | 0 | 0 | 1 | Diesel | 800 | 1210 | 800 | 2022-07-07 | 219.00 | 2022-07-07 | 223.00 | 4 | 3200 | 2.9069 | 32.724 | -117.2479 | 0.7 | street_center |  | Hill St |  |  | San Diego | CA | San Diego County | 92107 | US | TIGER/LineÂ® dataset from the US Census Bureau
APCD2005-PTO-976285 | Active | 2009-07-31 | [34C] Emergency Standby Engine | XO California Inc | Operations Manager | 5771 Copley Drive San Diego, CA | 92111 | M | ONE (1) EMERGENCY STANDBY ENGINE, CATERPILLAR DIESEL ENGINE, MODEL 3508, 1480 BHP, S/N 4GM00700, TURBOCHARGED, AFTERCOOLED, DRIVING A 1000 KW GENERATOR. APPL# 976285 EFH 05/03 CCR 93115 SJE 10/05 | 1 | 0 | 0 | 0 | 1 | Diesel | 1000 | 1480 | 1000 | 2021-12-31 | 361.00 | 2022-03-28 | 375.00 | 14 | 14000 | 12.7175 | 32.8419 | -117.1693 | 1 | rooftop | 5771 | Copley Dr |  |  | San Diego | CA | San Diego County | 92111 | US | San Diego Geographic Information Source - JPA
APCD2005-PTO-976366 | Active | 2009-07-31 | [34W] Registered Engine (Rule 12) | SD City Of Metro Wastewater Dept |  | 11513 Alborada Dr San Diego, CA | 92127 | F | EMERGENCY STANDBY ENGINE: CUMMINS DIESEL ENGINE, MODEL 4B-3.9, S/N 44303654, 66 BHP, DRIVING A GENERATOR. (976366-CCN-11/01) 17CCR93115 SJE10/05 | 1 | 0 | 0 | 0 | 1 | Diesel |  | 66 | 49.2162 | 2021-05-20 | 234.00 | 2022-05-18 | 245.80 | 11.8 | 580.7512 | 0.52755 | 33.0431 | -117.0829 | 1 | rooftop | 11513 | Alborada Dr |  |  | San Diego | CA | San Diego County | 92127 | US | San Diego Geographic Information Source - JPA
APCD2005-PTO-976370 | Active | 2009-07-31 | [34W] Registered Engine (Rule 12) | SD City Of Metro Wastewater Dept |  | 11204 Monticook Ct San Diego, CA | 92127 | F | EMERGENCY STANDBY ENGINE: CUMMINS DIESEL ENGINE, MODEL 4BT-3.9, S/N 44315760, 102 BHP, DRIVING A GENERATOR. (976370-CCN-11/01) 17CCR93115 SJE10/05 | 1 | 0 | 0 | 0 | 1 | Diesel |  | 102 | 76.0614 | 2021-05-20 | 331.40 | 2022-05-18 | 342.40 | 11 | 836.6754 | 0.76003 | 33.0438 | -117.088 | 1 | rooftop | 11204 | Monticook Ct |  |  | San Diego | CA | San Diego County | 92127 | US | Sandoval
APCD2005-PTO-976374 | Active | 2009-07-31 | [34W] Registered Engine (Rule 12) | SD City Of Metro Wastewater Dept |  | 1600 Heritage Rd San Diego, CA | 92154 | S | EMERGENCY STANDBY ENGINE: CUMMINS DIESEL ENGINE, MODEL 6BT-5.9-G1, S/N 44340690, 135 BHP, DRIVING A GENERATOR. (976374-CCN-11/01) 17CCR93115 SJE10/05 | 1 | 0 | 0 | 0 | 1 | Diesel |  | 135 | 100.6695 | 2021-07-29 | 300.00 | 2022-08-03 | 311.80 | 11.8 | 1187.9001 | 1.0791 | 32.5683 | -116.9969 | 1 | range_interpolation | 1600 | Heritage Rd |  |  | San Diego | CA | San Diego County | 92154 | US | TIGER/LineÂ® dataset from the US Census Bureau
APCD2005-PTO-976446 | Active | 2009-07-31 | [34H] California Certified Emergency Standby Engine | SDG&E Co | Facility Manager | 571 Enterprise St Escondido, CA | 92029 | D | Emergency Diesel Engine Generator: John Deere, Model 6068HFG85A, S/N PE6068N016523; Model Year 2020; Engine Family LJDXL13.5103; Tier 3 certified; 315 bhp rated; driving a 200 kW emergency electrical generator. | 1 | 0 | 0 | 0 | 1 | Diesel | 200 | 315 | 200 | 2021-06-09 | 653.30 | 2021-06-09 | 654.40 | 1.1 | 220 | 0.19985 | 33.1245 | -117.1144 | 1 | rooftop | 571 | Enterprise St |  |  | Escondido | CA | San Diego County | 92029 | US | San Diego Geographic Information Source - JPA
APCD2005-PTO-976500 | Active | 2009-07-31 | [34H] California Certified Emergency Standby Engine | Pacific Bell | Facility Manager | Hwy 80 Jacumba, CA | 91934 | R | EMERGENCY STANDBY ENGINE: CUMMINS DIESEL ENGINE, MODEL 6BTA5.9-G, S/N 45993312, RATED AT 177 BHP, EPA TIER 1 CERTIFIED, EQUIPPED WITH TURBO CHARGER, AFTER COOLER, DRIVING A 100 KW GENERATOR. (976500-CCN-11/02) 17CCR93115 SJE12/05 | 1 | 0 | 0 | 0 | 1 | Diesel | 100 | 177 | 100 | 2022-05-16 | 758.40 | 2022-05-16 | 763.80 | 5.4 | 540 | 0.49053 | 32.6176 | -116.1897 | 0.5 | place |  |  |  |  | Jacumba | CA | San Diego County | 91934 | US | TIGER/LineÂ® dataset from the US Census Bureau
APCD2005-PTO-976501 | Active | 2009-07-31 | [34H] California Certified Emergency Standby Engine | Pacific Bell | General Manager | HY 94 & Cameron Corners Campo, CA | 91906 | R | EMERGENCY STANDBY ENGINE: CUMMINS DIESEL ENGINE, MODEL 6CTA8.3G2, S/N 45999153, 277 BHP, EPA TIER 1 CERTIFIED OF ENGINE FAMILY NUMBER YCEXL0505ABA, EQUIPPED WITH TURBOCHARGER, AFTERCOOLER, DRIVING A 100 KW GENERATOR. (976501-CCN-10/01) 17CCR93115SJE12/05 | 1 | 0 | 0 | 0 | 1 | Diesel | 100 | 277 | 100 | 2022-05-16 | 745.70 | 2022-05-16 | 752.90 | 7.2 | 720 | 0.65404 | 32.6261 | -116.4683 | 0.5 | place |  |  |  |  | Campo | CA | San Diego County | 91906 | US | TIGER/LineÂ® dataset from the US Census Bureau
APCD2005-PTO-976607 | Active | 2009-07-31 | [34H] California Certified Emergency Standby Engine | General Atomics Aeronautical Systems Inc | Elba Brown | 14145 Danielson St Poway, CA | 92064 | F | EMERGENCY STANDBY ENGINE: VOLVO PENTA DIESEL ENGINE, MODEL TAD1232GE, S/N 2120264724, 460 BHP, EPA TIER 1 CERTIFIED OF ENGINE FAMILY NUMBER YVPXL.12.0ACB, EQUIPPED WITH TURBOCHARGER, AFTERCOOLER, DRIVING A 355 KW GENERATOR. (976607-CCN-11/01) 17 CCR 93115 SJE 10/05 | 1 | 0 | 0 | 0 | 1 | Diesel | 355 | 460 | 355 | 2021-09-22 | 242.00 | 2022-08-31 | 2887.60 | 2645.6 | 939188 | 853.1517 | 32.9401 | -117.0228 | 1 | rooftop | 14145 | Danielson St |  |  | Poway | CA | San Diego County | 92064 | US | San Diego Geographic Information Source - JPA
APCD2005-PTO-976622 | Active | 2009-07-31 | [34H] California Certified Emergency Standby Engine | The Home Depot #1032 | Store Mgr | 355 Marketplace Av San Diego, CA | 92113 | P | EMERGENCY STANDBY ENGINE: JOHN DEERE DIESEL ENGINE, MODEL 6068TF250, S/N: T06068T861072, RATED AT 166 BHP, EPA TIER 1 CERTIFIED OF ENGINE FAMILY NUMBER YJDXL06.8014, EQUIPPED WITH TURBOCHARGER, DRIVING A 105 KW GENERATOR (976622-CCN-11/02) 17 CCR 93 115 SJE 11/05 | 1 | 0 | 0 | 0 | 1 | Diesel | 105 | 166 | 105 | 2022-06-07 | 346.10 | 2022-06-07 | 350.40 | 4.3 | 451.5 | 0.41014 | 32.7021 | -117.1014 | 1 | rooftop | 355 | Marketplace Ave |  |  | San Diego | CA | San Diego County | 92113 | US | San Diego Geographic Information Source - JPA
APCD2005-PTO-976640 | Active | 2009-07-31 | [34C] Emergency Standby Engine | 3970-3980 Sherman Street TIC | David Alchalel | 3980 Sherman St San Diego, CA | 92110 | I | EMERGENCY STANDBY GENERATOR: 1495 BHP DETRIOT DIESEL ENGINE, MODEL 16V2000 S/N 5362001772, WITH AFTERCOOLER AND TURBOCHARGER, DRIVING A 1000 KW GENERATOR. AREA SERVICED: BUILDING 3980. 976640 EAD 12/22/0417CCR93115SJE11/05 | 1 | 0 | 0 | 0 | 1 | Diesel | 1000 | 495 | 1000 | 2021-08-11 | 164.50 | 2021-08-11 | 165.10 | 0.6 | 600 | 0.54504 | 32.756 | -117.2073 | 1 | range_interpolation | 3980 | Sherman St |  |  | San Diego | CA | San Diego County | 92110 | US | TIGER/LineÂ® dataset from the US Census Bureau
APCD2005-PTO-976641 | Active | 2009-07-31 | [34C] Emergency Standby Engine | Enterprise Services LLC | Richard R Bouldt | 3970 Sherman St San Diego, CA | 92110 | I | EMERGENCY STANDBY GENERATOR: 1495 BHP DETROIT DIESEL ENGINE, MODEL 16V2000 S/N 5362001720, WITH AFTERCOOLER AND TURBOCHARGER, DRIVING A 1000 KW GENERATOR. AREA SERVICED: UPS NO.1 OF BUILDING 3970. EAD 976641 12/22/0417CCR93115SJE11/2005 | 1 | 0 | 0 | 0 | 1 | Diesel | 1000 | 495 | 1000 | 2021-08-11 | 227.20 | 2021-08-11 | 228.20 | 1 | 1000 | 0.90839 | 32.756 | -117.2073 | 1 | range_interpolation | 3970 | Sherman St |  |  | San Diego | CA | San Diego County | 92110 | US | TIGER/LineÂ® dataset from the US Census Bureau
APCD2005-PTO-976643 | Active | 2009-07-31 | [34C] Emergency Standby Engine | Enterprise Services LLC | Richard R Bouldt | 3970 Sherman St San Diego, CA | 92110 | I | EMERGENCY STANDBY GENERATOR: 1495 BHP DETROIT DIESEL ENGINE, MODEL 16V2000 S/N 5362001750, WITH AFTERCOOLER AND TURBOCHARGER, DRIVING A 1000 KW GENERATOR. AREA SERVICED: BUILDING 3970 976643 EAD 12/22/0417CCR93115SJE11/05 | 1 | 0 | 0 | 0 | 1 | Diesel | 1000 | 495 | 1000 | 2021-08-11 | 232.60 | 2021-08-11 | 233.60 | 1 | 1000 | 0.90839 | 32.756 | -117.2073 | 1 | range_interpolation | 3970 | Sherman St |  |  | San Diego | CA | San Diego County | 92110 | US | TIGER/LineÂ® dataset from the US Census Bureau
APCD2005-PTO-976644 | Active | 2009-07-31 | [34C] Emergency Standby Engine | Enterprise Services LLC | Richard R Bouldt | 3970 Sherman St San Diego, CA | 92110 | I | EMERGENCY STANDBY GENERATOR: 1495 BHP DETROIT DIESEL, MODEL 16V2000 S/N 5362001715, WITH AFTERCOOLER AND TURBOCHARGER, DRIVING A 1000 KW GENERATOR. AREA SERVICED: UPS NO. 2 OF BUILDING 3970. 976644 EAD 12/22/0417CCR93115SJE11/05 | 1 | 0 | 0 | 0 | 1 | Diesel | 1000 | 495 | 1000 | 2021-08-11 | 232.60 | 2021-08-11 | 233.60 | 1 | 1000 | 0.90839 | 32.756 | -117.2073 | 1 | range_interpolation | 3970 | Sherman St |  |  | San Diego | CA | San Diego County | 92110 | US | TIGER/LineÂ® dataset from the US Census Bureau
APCD2005-PTO-976653 | Active | 2009-07-31 | [34C] Emergency Standby Engine | Garden Communities | Maintainance Manager | 8775 Costa Verde Bl San Diego, CA | 92122 | H | EMERGENCY STANDBY ENGINE: DETROIT DIESEL ENGINE, MODEL R083-7K36, S/N 5312001891, RATED AT 685 BHP, EPA CERTIFIED OF ENGINE FAMILY NUMBER 2DDXL31.8XRE, TURBO-CHARGED, DRIVING A 450 KW GENERATOR. (976653-CCN-5/03) 17CCR93115 SJE11/05 | 1 | 0 | 0 | 0 | 1 | Diesel | 450 | 685 | 450 | [5 empty] | 0 | 0 | 32.8701 | -117.2158 | 1 | rooftop | 8775 | Costa Verde Blvd |  |  | San Diego | CA | San Diego County | 92122 | US | San Diego Geographic Information Source - JPA
APCD2005-PTO-976682 | Active | 2009-07-31 | [34H] California Certified Emergency Standby Engine | Hologic | Jerome Hannah | 10210 Genetic Center Dr San Diego, CA | 92121 | G | EMERGENCY STANDBY ENGINE: DETROIT DIESEL ENGINE, MODEL R123-7K35, S/N: 5352001612, 910 BHP, EPA TIER 1 CERTIFIED OF CERTIFICATION NUMBER DDX-NR9-01-01, EQUIPPED WITH TURBOCHARGER, AFTERCOOLER, DRIVING A 600 KW GENERATOR. (976682-CCN-10/01) 17 CCR 93115 SJE 12/05 | 1 | 0 | 0 | 0 | 1 | Diesel | 600 | 910 | 600 | 2021-12-02 | 264.30 | 2021-12-02 | 278.30 | 14 | 8400 | 7.6305 | 32.9055 | -117.1832 | 1 | rooftop | 10210 | Genetic Center Dr |  |  | San Diego | CA | San Diego County | 92121 | US | San Diego Geographic Information Source - JPA
APCD2005-PTO-976684 | Active | 2009-07-31 | [34H] California Certified Emergency Standby Engine | San Diego State University | Lilly Sabet | 5500 Campanile Dr San Diego, CA | 92182 | K | EMERGENCY STANDBY ENGINE: JOHN DEERE DIESEL ENGINE, MODEL 6068TF250, S/N T06068T872914, 166 BHP, EPA TIER CERTIFIED OF ENGINE FAMILY NUMBER YJDXL06.8014, EQUIPPED WITH TURBOCHARGER, DRIVING A 100 KW GENERATOR. (976684-CCN-11/01) LOCATED AT CUICACALI RESIDENCE HALL. 17 CCR 93 115 SJE 10/05 | 1 | 0 | 0 | 0 | 1 | Diesel | 100 | 166 | 100 | 2021-10-21 | 249.10 | 2021-10-21 | 255.50 | 6.4 | 640 | 0.58137 | 32.7721 | -117.0725 | 1 | rooftop | 5500 | Campanile Dr |  |  | San Diego | CA | San Diego County | 92182 | US | San Diego Geographic Information Source - JPA
APCD2005-PTO-976816 | Active | 2009-07-31 | [34C] Emergency Standby Engine | City of Escondido | John Del Fante | 1521 S Hale Av Escondido, CA | 92029 | D | EMERGENCY STANDBY ENGINE: CUMMINS DIESEL ENGINE, MODEL QST30-G5, S/N 37198239, RATED AT 1490 BHP, EPA CERTIFIED OF ENGINE FAMILY NUMBER YCEXL030.ABA, TURBOCHARGED, AFTERCOOLED, DRIVING A 1000 KW GENERATOR. [Standby Engine #2] | 1 | 0 | 0 | 0 | 1 | Diesel | 1000 | 1490 | 1000 | 2021-07-14 | 180.90 | 2021-07-14 | 188.20 | 7.3 | 7300 | 6.6313 | 33.1046 | -117.1119 | 1 | range_interpolation | 1521 | S Hale Ave |  |  | Escondido | CA | San Diego County | 92029 | US | TIGER/LineÂ® dataset from the US Census Bureau
APCD2005-PTO-976842 | Active | 2009-07-31 | [34C] Emergency Standby Engine | City of Escondido | Dennis Sperino | 1521 S Hale Av Escondido, CA | 92029 | D | EMERGENCY STANDBY ENGINE: CUMMINS DIESEL ENGINE, MODEL QST30-G5, S/N 37198237, RATED AT 1490 BHP, EPA CERTIFIED OF ENGINE FAMILY NUMBER YCEXL030.ABA, TURBOCHARGED, AFTERCOOLED, DRIVING A 1000 KW GENERATOR. [Standby Engine #1] | 1 | 0 | 0 | 0 | 1 | Diesel | 1000 | 1490 | 1000 | 2021-07-14 | 180.20 | 2021-07-14 | 187.50 | 7.3 | 7300 | 6.6313 | 33.1046 | -117.1119 | 1 | range_interpolation | 1521 | S Hale Ave |  |  | Escondido | CA | San Diego County | 92029 | US | TIGER/LineÂ® dataset from the US Census Bureau
APCD2005-PTO-976851 | Active | 2009-07-31 | [34H] California Certified Emergency Standby Engine | San Diego State University | Lilly Sabet | 5500 Campanile Dr San Diego, CA | 92182 | K | EMERGENCY STANDBY ENGINE: JOHN DEERE DIESEL ENGINE, MODEL 4045TF150, S/N: TO4045T864018, 100 BHP, EPA TIER 1 CERITIFED OF ENGINE FAMILY NUMBERY JDXL06.8014, EQUIPPED WITH TURBOCHARGER, DRIVING A 75 KW GENERATOR. (976851-CCN-3/02) LOCATED AT PARKING STRUCTURE #6. 17 CCR 93 115 SJE 10/05 | 1 | 0 | 0 | 0 | 1 | Diesel | 75 | 100 | 75 | 2021-10-21 | 212.50 | 2021-10-21 | 217.60 | 5.1 | 382.5 | 0.34746 | 32.7721 | -117.0725 | 1 | rooftop | 5500 | Campanile Dr |  |  | San Diego | CA | San Diego County | 92182 | US | San Diego Geographic Information Source - JPA
APCD2005-PTO-976854 | Active | 2009-07-31 | [34H] California Certified Emergency Standby Engine | Entravision Communications Corp | Facility Manager | 5770 Ruffin Rd San Diego, CA | 92123 | J | EMERGENCY STANDBY ENGINE: INTERNATIONAL DIESEL ENGINE, MODEL GCD230A, S/N: WR4625N1297169, 215 BHP, EPA TIER 1 CERTIFIED OF ENGINE FAMILY NUMBER 1NVXL0530AND, EQUIPPED WITH TURBOCHARGER, DRIVING A 135 KW OLYMPIAN GENERATOR (MODEL D150P4, S/N: OLY00000LNNS00119). (976854-CCN-3/02) 17 CCR 93 115 SJE 11/05 | 1 | 0 | 0 | 0 | 1 | Diesel | 135 | 215 | 135 | 2022-01-01 | 188.20 | 2022-01-01 | 192.70 | 4.5 | 607.5 | 0.55185 | 32.8388 | -117.1276 | 1 | rooftop | 5770 | Ruffin Rd |  |  | San Diego | CA | San Diego County | 92123 | US | San Diego Geographic Information Source - JPA
APCD2005-PTO-976929 | Active | 2009-07-31 | [34H] California Certified Emergency Standby Engine | USMC Base Personnel Amenities P17 | Air Quality Section | Building 2456 Camp Pendleton, CA | 92055 | A | EMERGENCY STANDBY ENGINE: CUMMINS DIESEL ENGINE, MODEL 6CTAA8.3-G1, S/N 46058260, GENERATOR S/N: D010224976, RATED AT 317 BHP, EPA TIER 1 CERTIFIED OF ENGINE FAMILY NUMBER YCEXL0505ACA, EQUIPPED WITH TURBOCHARGER, AFTERCOOLER, DRIVING A 200 KW GENERATOR. (BLDG. 2456)(976929-CCN-8/02)17 CCR 93 115 SJE 12/05 | 1 | 0 | 0 | 0 | 1 | Diesel | 200 | 317 | 200 | [5 empty] | 0 | 0 | 33.3877 | -117.4448 | 0.5 | place |  |  |  |  | Camp Pendleton | CA | San Diego County | 92055 | US | TIGER/LineÂ® dataset from the US Census Bureau
APCD2005-PTO-976931 | Active | 2009-07-31 | [34H] California Certified Emergency Standby Engine | Scripps Research | Jim Gohres | 11119 N Torrey Pines Rd La Jolla, CA | 92037 | I | EMERGENCY STANDBY ENGINE: DETROIT DIESEL ENGINE, MODEL R123-7K35, S/N 5352001875, RATED AT 910 BHP, EPA TIER 1 CERTIFIED OF ENGINE FAMILY NUMBER 1DDXL31.8XRE, EQUIPPED WITH TURBOCHARGER, DRIVING A 600 KW GENERATOR (976931-CCN-10/02)(983680 9/05)17CCR93115SJE10/05 | 1 | 0 | 0 | 0 | 1 | Diesel | 600 | 910 | 600 | 2022-06-03 | 222.20 | 2022-06-03 | 223.60 | 1.4 | 840 | 0.76305 | 32.8907 | -117.2417 | 0.7 | street_center |  | N Torrey Pines Rd |  |  | LA Jolla | CA | San Diego County | 92093 | US | TIGER/LineÂ® dataset from the US Census Bureau
APCD2005-PTO-976945 | Active | 2009-07-31 | [34H] California Certified Emergency Standby Engine | SD City of Metro Wastewater Dept Collections Div | Skyla Wallmann | 7932 Entrada Lazanja San Diego, CA | 92127 | F | EMERGENCY STANDBY ENGINE: CUMMINS DIESEL ENGINE, MODEL 6CTA8.3-G2, S/N 46060038, 277 BHP, EPA TIER 1 CERTIFIED OF ENGINE FAMILY NUMBER 1CEXL0505ABA, EQUIPPED WITH TURBOCHARGER, AFTERCOOLER, DRIVING A 175 KW GENERATOR. (976945-CCN-11/01)17CCR 93115S JE10/2005 | 1 | 0 | 0 | 0 | 1 | Diesel | 175 | 277 | 175 | 2021-05-20 | 237.00 | 2022-05-18 | 246.80 | 9.8 | 1715 | 1.5579 | 32.9806 | -117.1645 | 1 | rooftop | 7932 | Entrada Lazanja |  |  | San Diego | CA | San Diego County | 92127 | US | San Diego Geographic Information Source - JPA
APCD2005-PTO-976983 | Active | 2009-07-31 | [34W] Registered Engine (Rule 12) | Santee City of Fire Department | Fire Chief | 8950 Cottonwood Ave Santee, CA | 92071 | H | EMERGENCY STANDBY ENGINE: GENERAC DIESEL ENGINE, MODEL 5.0DT, S/N 14613, 96 BHP, EPA TIER 1 CERTIFIED OF ENGINE FAMILY NUMBER 1GNXL05. 0F AA, EQUIPPED WITH TURBOCHARGER, DRIVING AN 80 KW GENERATOR. (976983-CCN-11/01) 17CCR93115 SJE11/05 | 1 | 0 | 0 | 0 | 1 | Diesel | 80 | 96 | 80 | 2022-01-01 | 426.33 | 2022-01-01 | 433.59 | 7.26 | 580.8 | 0.52759 | 32.839 | -116.9738 | 1 | range_interpolation | 8950 | Cottonwood Ave |  |  | Santee | CA | San Diego County | 92071 | US | TIGER/LineÂ® dataset from the US Census Bureau
APCD2005-PTO-977006 | Active | 2009-07-31 | [34C] Emergency Standby Engine | University Center East LLC | General Manager | 9381 Judicial Dr San Diego, CA | 92121 | G | INTERNAL COMBUSTION ENGINE. MAKE: CATERPILLAR. MODEL: 3512B. DISPLACEMENT: 51.8 L. SERIAL NO.: 1GZ00561. CERTIFICATION NO.: 1CPXL58.6ERK. BHP: 2,172HP. DIESEL FUELED. EQUIPPED WITH TURBOCHARGER AND AFTERCOOLER. DRIVES AN ELECTRICAL EMERGENCY GENERATOR RATED AT 1500 KW. JFTNEWSEP2805 | 1 | 0 | 0 | 0 | 1 | Diesel | 500 | 2172 | 500 | 2022-01-04 | 149.00 | 2022-01-04 | 149.00 | 0 | 0 | 0 | 32.8778 | -117.2047 | 1 | rooftop | 9381 | Judicial Dr |  |  | San Diego | CA | San Diego County | 92121 | US | San Diego Geographic Information Source - JPA
APCD2005-PTO-977007 | Active | 2009-07-31 | [34H] California Certified Emergency Standby Engine | San Diego City Of | General Manager | 14799-A Black Mountain Rd San Diego, CA | 92129 | F | EMERGENCY STANDBY ENGINE: CUMMINS DIESEL ENGINE, MODEL N14-G2, S/N 12043623 RATED AT 535 BHP, EPA TIER 1 CERTIFIED OF ENGINE FAMILY NUMBER YCEXL0855AAA, EQUIPPED WITH TURBOCHARGER, AFTERCOOLER, DRIVING A 350 KW GENERATOR.(977007-CCN-8/02)17 CCR 93115 SJE 11/05 | 1 | 0 | 0 | 0 | 1 | Diesel | 350 | 535 | 350 | 2021-07-28 | 283.00 | 2022-07-29 | 294.50 | 11.5 | 4025 | 3.6563 | 32.9885 | -117.1314 | 1 | rooftop | 14799 | Black Mountain Rd |  |  | San Diego | CA | San Diego County | 92127 | US | San Diego Geographic Information Source - JPA
APCD2005-PTO-977012 | Active | 2009-07-31 | [34H] California Certified Emergency Standby Engine | City of El Cajon Fleet Maintenance | Facility Manager | 1060 Vernon Wy El Cajon, CA | 92020 | L | EMERGENCY STANDBY ENGINE: JOHN DEERE DIESEL ENGINE, MODEL 6068TF150, S/N TO6068T891619, 150 BHP, EPA TIER 1 CERTIFIED OF ENGINE FAMILY NUMBER YJDXL06.8014, EQUIPPED WITH TUBOCHARGER, DRIVING AN 80 KW GENERATOR. (977012-CCN-11/01) 17CCR93115SJE11/05 | 1 | 0 | 0 | 0 | 1 | Diesel | 80 | 150 | 80 | 2022-06-07 | 48.10 | 2022-06-07 | 49.70 | 1.6 | 128 | 0.11627 | 32.8119 | -116.975 | 1 | range_interpolation | 1060 | Vernon Way |  |  | El Cajon | CA | San Diego County | 92020 | US | TIGER/LineÂ® dataset from the US Census Bureau
APCD2005-PTO-977013 | Active | 2009-07-31 | [34C] Emergency Standby Engine | La Costa Glen Carlsbad | Facility Manager | 1941 Silver Leaf Cr Carlsbad, CA | 92009 | E | EMERGENCY STANDBY ENGINE: PERKINS DIESEL ENGINE, MODEL 1006TA, S/N YD50860U772165H, RATED AT 216 BHP, EPA CERTIFIED OF ENGINE FAMILY NUMBER 1PKXL05.9YJ1, TURBO CHARGED, AFTER COOLED, DRIVING A 125 KW GENERATOR (977013-CCN-5/03) 17CCR93115SJE 12/05 | 1 | 0 | 0 | 0 | 1 | Diesel | 125 | 216 | 125 | [5 empty] | 0 | 0 | 33.0759 | -117.2682 | 0.79 | nearest_rooftop_match | 1950 | Silverleaf Cir |  |  | Carlsbad | CA | San Diego County | 92009 | US | San Diego Geographic Information Source - JPA
APCD2005-PTO-977021 | Active | 2009-07-31 | [34H] California Certified Emergency Standby Engine | Sweetwater Authority Water District | Director Water Quality | 100 Lakeview Ave Spring Valley, CA | 91977 | K | EMERGENCY STANDBY ENGINE: DETROIT DIESEL ENGINE, MODEL 6063-TK35, S/N 06R0645045, 550 BHP, EPA TIER 1 CERTIFIED OF ENGINE FAMILY NUMBER 1DDXL12.7VGD, EQUIPPED WITH TURBOCHARGER, DRIVING A 350 KW GENERATOR.(977021-CCN-11/01) 17CCR93115 SJE11/05 | 1 | 0 | 0 | 0 | 1 | Diesel | 350 | 550 | 350 | 2021-10-07 | 153.70 | 2021-10-07 | 155.30 | 1.6 | 560 | 0.5087 | 32.6922 | -117.0094 | 1 | range_interpolation | 100 | Lakeview Ave |  |  | Spring Valley | CA | San Diego County | 91977 | US | TIGER/LineÂ® dataset from the US Census Bureau
APCD2005-PTO-977036 | Active | 2009-07-31 | [34H] California Certified Emergency Standby Engine | Northrop Grumman Systems Corp | Dan Griffin | 4820 Overland Av San Diego, CA | 92123 | J | EMERGENCY STANDBY ENGINE: DETROIT DIESEL ENGINE, MODEL 6063-MK35, S/N 06R0670744, 415 BHP, EPA TIER 1 CERTIFIED OF ENGINE FAMILY NUMBER 1DDXL12.7VGD, EQUIPPED WITH TURBO CHARGER, DRIVING A 265 KW GENERATOR (977036-CCN-1/02) 17CCR93115 SJE11/05 | 1 | 0 | 0 | 0 | 1 | Diesel | 265 | 415 | 265 | 2022-01-01 | 199.60 | 2022-01-01 | 214.80 | 15.2 | 4028 | 3.659 | 32.8273 | -117.1325 | 1 | rooftop | 4820 | Overland Ave |  |  | San Diego | CA | San Diego County | 92123 | US | San Diego Geographic Information Source - JPA
APCD2005-PTO-977039 | Active | 2009-07-31 | [34W] Registered Engine (Rule 12) | Ramona Municipal Water District | Facility Manager | 105 Earlham St Ramona, CA | 92065 | F | OLYMPIAN DIESEL ENGINE MODEL 3056; 7AK 03311. HP RATING = 105. S/N:7AK03311. SJE11/05 | 1 | 0 | 0 | 0 | 1 | Diesel |  | 105 | 78.2985 | 2021-12-02 | 387.90 | 2021-12-02 | 393.60 | 5.7 | 446.3015 | 0.40542 | 33.0516 | -116.8562 | 1 | rooftop | 105 | Earlham St |  |  | Ramona | CA | San Diego County | 92065 | US | San Diego Geographic Information Source - JPA
APCD2005-PTO-977040 | Active | 2009-07-31 | [34W] Registered Engine (Rule 12) | Ramona Municipal Water District | General Manager | 16991 Boulder Oaks Rd Ramona, CA | 92065 | F | PERKINS 1796/1500. HP RATING= 100 HP. S/N: AB50498-U968787GSJE10/05 | 0 | 0 | 0 | 0 | 0 | Unknown |  | 100 | 74.57 | 2021-12-02 | 547.20 | 2021-12-02 | 554.60 | 7.4 | 551.818 | 0 | 33.0192 | -116.9668 | 1 | range_interpolation | 16991 | Boulder Oaks Dr |  |  | Ramona | CA | San Diego County | 92065 | US | TIGER/LineÂ® dataset from the US Census Bureau
APCD2005-PTO-977044 | Active | 2009-07-31 | [34W] Registered Engine (Rule 12) | Ramona Fire Dept Ramona MWD | Fire Captain | 829 San Vicente Rd Ramona, CA | 92065 | F | EMERGENCY GENERATOR: -OLYMPIAN - MODEL 95A04 663-S -S/N 2023636 HP RATING: 150 - PROPANE FUELED GENERAC, MODEL 5.7L, S/N 83034 | 0 | 0 | 0 | 1 | 1 | Propane |  | 150 | 111.855 | 2021-12-31 | 234.00 | 2022-06-17 | 261.00 | 27 | 3020.085 | 2.4882 | 33.0369 | -116.865 | 1 | rooftop | 829 | San Vicente Rd |  |  | Ramona | CA | San Diego County | 92065 | US | San Diego Geographic Information Source - JPA
APCD2005-PTO-977046 | Active | 2009-07-31 | [34H] California Certified Emergency Standby Engine | Halozyme Therapeutics | General Manager | 11404 Sorrento Valley Rd San Diego, CA | 92121 | G | EMERGENCY STANDBY ENGINE: DETROIT DIESEL ENGINE, MODEL 6063MK35, S/N 06R0720181, 490 BHP, EPA TIER 1 CERTIFIED OF ENGINE FAMILY NUMBER 1DDXL12.7VGD, EQUIPPED WITH TURBOCHARGER, DRIVING A 300 KW GENERATOR. (977046-CCN-1/02) 17CCR93115 SJE10/05 | 1 | 0 | 0 | 0 | 1 | Diesel | 300 | 490 | 300 | 2021-12-31 | 244.30 | 2022-06-08 | 250.90 | 6.6 | 1980 | 1.7986 | 32.9091 | -117.2297 | 1 | rooftop | 11404 | Sorrento Valley Rd |  |  | San Diego | CA | San Diego County | 92121 | US | San Diego Geographic Information Source - JPA
APCD2005-PTO-977047 | Active | 2009-07-31 | [34H] California Certified Emergency Standby Engine | San Diego City of Metro Wastewater Dept | Rupic Branko | 11287 Maturin Dr San Diego, CA | 92127 | F | EMERGENCY STANDBY ENGINE: JOHN DEERE DIESEL ENGINE, MODEL 6081TF001, S/N RG6081T120959, 190 BHP, EPA TIER 1 CERTIFIED OF ENGINE FAMILY NUMBER 1JDXL08.1009, EQUIPPED WITH TURBOCHARGER, DRIVING A 125 KW GENERATOR.(977047-CCN-2/02) 17CCR93115 SJE10/05 | 1 | 0 | 0 | 0 | 1 | Diesel | 125 | 190 | 125 | 2021-05-20 | 158.80 | 2022-05-18 | 168.30 | 9.5 | 1187.5 | 1.0787 | 33.0035 | -117.0875 | 0.7 | street_center |  | Maturin Dr |  |  | San Diego | CA | San Diego County | 92127 | US | TIGER/LineÂ® dataset from the US Census Bureau
APCD2005-PTO-977050 | Active | 2009-07-31 | [34H] California Certified Emergency Standby Engine | SD City of Metro Wastewater Dept | General Manager | 10110 Rue Chantemar San Diego, CA | 92131 | F | EMERGENCY STANDBY ENGINE: JOHN DEERE DIESEL ENGINE, MODEL 6081TF001, S/N RG6081T118123, 190 BHP, EPA TIER 1 CERTIFIED OF ENGINE FAMILY NUMBER 1JDXL08.1009, EQUIPPED WITH TURBO CHARGER, DRIVING A 125 KW GENERATOR.(977050-CCN-2/02) 17CCR93115 SJE10/05 | 1 | 0 | 0 | 0 | 1 | Diesel | 125 | 190 | 125 | 2021-05-20 | 308.60 | 2022-05-18 | 321.80 | 13.2 | 1650 | 1.4988 | 32.9011 | -117.0669 | 1 | range_interpolation | 10110 | Rue Chantemar |  |  | San Diego | CA | San Diego County | 92131 | US | TIGER/LineÂ® dataset from the US Census Bureau
APCD2005-PTO-977052 | Active | 2009-07-31 | [34H] California Certified Emergency Standby Engine | SD City of Metro Wastewater Dept | Rupic Branko | 2949 Camino Del Rio North San Diego, CA | 92108 | M | EMERGENCY STANDBY ENGINE: JOHN DEERE DIESEL ENGINE, MODEL 6081TF001, S/N RG6081T104403, 190 BHP, EPA TIER 1 CERTIFIED OF ENGINE FAMILY NUMBER 1JDXL08.1009, EQUIPPED WITH TURBOCHARGER, DRIVING A 125 KW GENERATOR. (977052-CCN-2/02) 17CCR93115 SJE10/05 | 1 | 0 | 0 | 0 | 1 | Diesel | 125 | 190 | 125 | 2021-06-15 | 230.00 | 2021-06-15 | 233.50 | 3.5 | 437.5 | 0.39742 | 32.7727 | -117.132 | 0.88 | nearest_rooftop_match | 2931 | Camino Del Rio N |  |  | San Diego | CA | San Diego County | 92108 | US | San Diego Geographic Information Source - JPA
APCD2005-PTO-977053 | Active | 2009-07-31 | [34H] California Certified Emergency Standby Engine | SD City of Metro Wastewater Dept | Rupic Branko | 1740 Rodear Rd San Diego, CA | 92154 | S | EMERGENCY STANDBY ENGINE: JOHN DEERE DIESEL ENGINE, MODEL 6081TF001, S/N RG6081T108966, 190 BHP, EPA TIER 1 CERTIFIED OF ENGINE FAMILY NUMBER 1JDXL08.1009, EQUIPPED WITH TURBOCHARGER, DRIVING A 125 KW GENERATOR.(977053-CCN-2/02) 17CCR93115 SJE10/05 | 1 | 0 | 0 | 0 | 1 | Diesel | 125 | 190 | 125 | 2021-07-29 | 164.20 | 2022-08-03 | 181.00 | 16.8 | 2100 | 1.9076 | 32.5626 | -117.0882 | 1 | range_interpolation | 1740 | Rodear Rd |  |  | San Diego | CA | San Diego County | 92154 | US | TIGER/LineÂ® dataset from the US Census Bureau
APCD2005-PTO-977055 | Active | 2009-07-31 | [34H] California Certified Emergency Standby Engine | City of San Diego PUD Wastewater Collection Division | Facility Manager | 633 Tourmaline St San Diego, CA | 92109 | I | EMERGENCY STANDBY ENGINE: JOHN DEERE DIESEL ENGINE, MODEL 6081TF001, S/N RG6081T115624, 190 BHP, EPA TIER 1 CERTIFIED OF ENGINE FAMILY NUMBER 1JDXL08.1009, EQUIPPED WITH TURBOCARGER, DRIVING A 125 KW GENERATOR. (977055-CCN-2/02) 17CCR93115 SJE10/05 | 1 | 0 | 0 | 0 | 1 | Diesel | 125 | 190 | 125 | [5 empty] | 0 | 0 | 32.8054 | -117.261 | 1 | range_interpolation | 633 | Tourmaline St |  |  | San Diego | CA | San Diego County | 92109 | US | TIGER/LineÂ® dataset from the US Census Bureau
APCD2005-PTO-977057 | Active | 2009-07-31 | [34H] California Certified Emergency Standby Engine | San Diego City Of Metro Wastewater Dept | Rupic Branko | 15790 Avenida Venusto San Diego, CA | 92128 | F | EMERGENCY STANDBY ENGINE: JOHN DEERE DIESEL ENGINE, MODEL 6081TF001, S/N RG6081T127076, 190 BHP, EPA TIER 1 CERTIFIED OF ENGINE FAMILY NUMBER 1JDXL08.1009, EQUIPPED WITH TURBOCHARGER, DRIVING A 125 KW GENERATOR.(977057-CCN-2/02) 17CCR93115 SJE10/05 | 1 | 0 | 0 | 0 | 1 | Diesel | 125 | 190 | 125 | 2021-05-20 | 192.10 | 2022-05-18 | 208.50 | 16.4 | 2050 | 1.8622 | 33.0021 | -117.0608 | 0.68 | nearest_rooftop_match | 15810 | Avenida Villaha |  |  | San Diego | CA | San Diego County | 92128 | US | San Diego Geographic Information Source - JPA
APCD2005-PTO-977083 | Active | 2009-07-31 | [34H] California Certified Emergency Standby Engine | Marine Corps Air Station | Environmental Manager | Camp Pendleton Camp Pendleton, CA | 92055 | A | EMERGENCY STANDBY ENGINE: CUMMINS DIESEL ENGINE, MODEL QSM11-G2, S/N 35038460, 470 BHP, EPA TIER 1 CERTIFIED OF ENGINE FAMILY NUMBER 1CEXL0661AAC, EQUIPPED WITH TURBOCHARGER, AFTERCOOLER, DRIVING A 300 KW GENERATOR. BLDG 23194 (977083-CCN-1/02) 17 CCR 93115 SJE 12/05 | 1 | 0 | 0 | 0 | 1 | Diesel | 300 | 470 | 300 | 2021-06-22 | 190.10 | 2021-06-22 | 190.80 | 0.7 | 210 | 0.19076 | 33.3877 | -117.4448 | 1 | place |  |  |  |  | Camp Pendleton | CA | San Diego County | 92055 | US | TIGER/LineÂ® dataset from the US Census Bureau
APCD2005-PTO-977113 | Active | 2009-07-31 | [34H] California Certified Emergency Standby Engine | Hines 525 B St LP | Facility Manager | 525 B St #220 San Diego, CA | 92101 | N | EMERGENCY STANDBY ENGINE: CATERPILLAR DIESEL ENGINE, MODEL 3406C,S/N 1LSO1678, 519 BHP, EPA TIER 1 CERTIFIED OF ENGINE FAMILY NUMBER 1CPXL14.6MRJ, EQUIPPED WITH TURBOCHARGER, AFTERCOOLER, DRIVING A 350 KW GENERATOR. (982195 12/04)(983583 9/05)(977113-CCN-10/02)17CCR93115 SE11/05 | 1 | 0 | 0 | 0 | 1 | Diesel | 350 | 519 | 350 | [5 empty] | 0 | 0 | 32.7176 | -117.1597 | 1 | rooftop | 525 | B St | Ste | 220 | San Diego | CA | San Diego County | 92101 | US | San Diego Geographic Information Source - JPA
APCD2005-PTO-977121 | Active | 2009-07-31 | [34C] Emergency Standby Engine | Catamaran Hotel | General Manager | 3999 Mission Bl San Diego, CA | 92109 | I | EMERGENCY STANDBY ENGINE: GENERAC DIESEL ENGINE, MODEL 5.0 LITER, S/N 2052515, 160 BHP, EQUIPPED WITH TURBOCHARGER, AFTERCOOLER, DRIVING A100 KW GENERATOR. (977121-CCN-4/02) 17CCR93115 SJE 11/05 | 1 | 0 | 0 | 0 | 1 | Diesel | 100 | 160 | 100 | 2021-06-22 | 265.50 | 2022-09-06 | 279.60 | 14.1 | 1410 | 1.2808 | 32.7904 | -117.2534 | 1 | rooftop | 3999 | Mission Blvd |  |  | San Diego | CA | San Diego County | 92109 | US | San Diego Geographic Information Source - JPA
APCD2005-PTO-977130 | Active | 2009-07-31 | [34W] Registered Engine (Rule 12) | ARE 9363/9373/9393 Towne Centre LLC | Corrine Aylor | 9393 Towne Centre Dr San Diego, CA | 92121 | G | EMERGENCY STANDBY ENGINE: FORD DIESEL MODEL B5D-666IT-6605-F, HP 160, S/N 16056 R-28-RH; MAGNEK GENERATOR MODEL SK 1000, S/N: BJ10B718.977139 AFS 11 OCT 20 01 17CCR93115 SJE 11/05 | 1 | 0 | 0 | 0 | 1 | Diesel |  | 160 | 119.312 | 2022-06-02 | 182.60 | 2022-06-02 | 184.70 | 2.1 | 250.5552 | 0.2276 | 32.8784 | -117.2069 | 1 | rooftop | 9393 | Towne Centre Dr |  |  | San Diego | CA | San Diego County | 92121 | US | San Diego Geographic Information Source - JPA
APCD2005-PTO-977133 | Active | 2009-07-31 | [34H] California Certified Emergency Standby Engine | Naval Computer and Telecommunications Station San Diego (NCTSSD) | Charles Dustin | Bldg 1482 NAS North Island San Diego, CA | 92135 | O | EMERGENCY STANDBY ENGINE: CATERPILLAR DIESEL ENGINE, MODEL 3512B, S/N 1GZ00565 2155 BHP, EPA TIER 1 CERTIFIED OF ENGINE FAMILY NUMBER 1CPXL58.6ERK, EQUIPPED WITH TURBOCHARGER, AFTERCOOLER, DRIVING A 1500 KW GENERATOR. (977133-CCN-1/02) 17CCR93115 | 1 | 0 | 0 | 0 | 1 | Diesel | 500 | 155 | 500 | 2022-03-30 | 178.00 | 2022-03-30 | 178.00 | 0 | 0 | 0 | 32.6736 | -117.09 | 0.48 | nearest_rooftop_match | 1505 | N Ave |  |  | National City | CA | San Diego County | 91950 | US | San Diego Geographic Information Source - JPA
APCD2005-PTO-977141 | Active | 2009-07-31 | [34C] Emergency Standby Engine | Del Mar Gateway Marriott | Marcos Ebba | 11966 El Camino Real San Diego, CA | 92130 | M | EMERGENCY ENGINE GENERATOR: 749 BHP CATERPILLAR MODEL 3412 DITTA DIESEL FIRED ENGINE WITH TURBOCHARGING AND AFTERCOOLING, S/N BPG00234, DRIVING A 500 KW GENERATOR, S/N BCW 00262, EPA ENGINE FAMILY: 1CPXL27.0MRH ENGINE YEAR OF MANUFACTURE: 2001.977141 EAD 5/22/03 981680 EFH 10/05 | 1 | 0 | 0 | 0 | 1 | Diesel | 500 | 749 | 500 | 2021-12-06 | 154.00 | 2021-12-06 | 159.00 | 5 | 2500 | 2.271 | 32.9358 | -117.239 | 1 | rooftop | 11966 | El Camino Real |  |  | San Diego | CA | San Diego County | 92130 | US | San Diego Geographic Information Source - JPA
APCD2005-PTO-977148 | Active | 2009-07-31 | [34C] Emergency Standby Engine | Eurofins Advantar Laboratories Inc | Zia Rashida | 5451 Oberlin Drive San Diego, CA | 92121 | G | INTERNAL COMBUSTION ENGINE. MAKE: DETROIT DIESEL. MODEL: 12V2000/G81. DIESEL FUELED. EQUIPPED WITH TURBOCHARGER AND INTERCOOLER. BHP RATING: 1120 HP. DRIVES AN ELECTRICAL EMERGENCY GENERATOR: 750 KW. JFTJAN2703NEW17CCR93115SJE11/05 (ATCM DATA: S/N 5352001936) | 1 | 0 | 0 | 0 | 1 | Diesel | 750 | 1120 | 750 | 2021-12-16 | 224.60 | 2021-12-16 | 234.20 | 9.6 | 7200 | 6.5404 | 32.8909 | -117.1997 | 1 | rooftop | 5451 | Oberlin Dr |  |  | San Diego | CA | San Diego County | 92121 | US | San Diego Geographic Information Source - JPA
APCD2005-PTO-977203 | Active | 2009-07-31 | [34W] Registered Engine (Rule 12) | Costco Wholesale #401 |  | 4605 Morena Blvd San Diego, CA | 92117 | M | EMERGENCY ENGINE: JOHN DEERE, MODEL T06059TF0101, 150 BHP, DIESEL FIRED, S/N: T06059T376714, DRIVING A KOHLER GENERATOR, S/N: 297109. (977203 ALC 11/01) 17CCR93115 SJE12/05 | 1 | 0 | 0 | 0 | 1 | Diesel |  | 150 | 111.855 | 2021-06-08 | 183.60 | 2021-06-08 | 185.20 | 1.6 | 178.968 | 0.16257 | 32.8223 | -117.2254 | 1 | rooftop | 4605 | Morena Blvd |  |  | San Diego | CA | San Diego County | 92117 | US | San Diego Geographic Information Source - JPA
APCD2005-PTO-977207 | Active | 2009-07-31 | [34C] Emergency Standby Engine | Defense Commissary Agency | Facility Manager | NAS North Island Bldg 2017 San Diego, CA | 92135 | O | EMERGENCY STANDBY GENERATOR. MAKE: CUMMINS ONAN. MODEL: 6BT5.9-G6. S/N#46008513, HP RATING: 170. TURBOCHARGED. EPA ENGINE FAMILY NUMBER: YCEXL0359ADA. DRIVES A 127 KW GENERATOR. 17CCR93115 SJE12/05 | 0 | 0 | 0 | 0 | 0 | Unknown | 127 | 170 | 127 | 2022-03-30 | 160.10 | 2022-03-30 | 160.30 | 0.2 | 25.4 | 0 | 33.2328 | -117.352 | 0.8 | street_center |  | New Branch Ct |  |  | Oceanside | CA | San Diego County | 92058 | US | TIGER/LineÂ® dataset from the US Census Bureau
APCD2005-PTO-977224 | Active | 2009-07-31 | [34C] Emergency Standby Engine | BMR-4570 Executive Drive LP | Srinivas Hatahodi | 4570 Executive Drive San Diego, CA | 92121 | G | INTERNAL COMBUSTION ENGINE. MAKE: DETROIT DIESEL. MODEL: 60/6063-TK35, S/N 851929. BHP RATING: 550 HP. DIESEL FUELED. POWERS AN EMERGENCY ELECTRICAL GENERATOR RATED AT 335 KW. (981294 5/04) 17CCR93115 SJE 11/05 (ATCM DATA: S/N 16056) | 1 | 0 | 0 | 0 | 1 | Diesel | 335 | 29 | 335 | 2021-06-29 | 139.20 | 2022-07-22 | 154.80 | 15.6 | 5226 | 4.7473 | 32.8776 | -117.2093 | 1 | rooftop | 4570 | Executive Dr |  |  | San Diego | CA | San Diego County | 92121 | US | San Diego Geographic Information Source - JPA
APCD2005-PTO-977232 | Active | 2009-07-31 | [34C] Emergency Standby Engine | Poway City of | Owner Manager | 16912 Westling Ct Poway, Ca | 92064 | F | EMERGENCY STANDBY ENGINE. MAKE: JOHN DEERE, MODEL 4045DF150; SERIAL NUMBER T04045D894472; DIESEL FUELED.BHP RATING: 71. CERTIFIED ENGINE EPA FAMILY NO. YJDXL.06.8016. NATURALLY ASPIRATED. DRIVING A 26 KW GENERATOR. 17CCR93115SJE10/05 (ATCM ENG.DATA:S/N T04045D871634 W/ TURBO) | 1 | 0 | 0 | 0 | 1 | Diesel | 26 | 71 | 26 | 2021-06-01 | 256.00 | 2022-05-31 | 264.60 | 8.6 | 223.6 | 0.20312 | 33.0186 | -117.0309 | 1 | range_interpolation | 16912 | Westling Ct |  |  | Poway | CA | San Diego County | 92064 | US | TIGER/LineÂ® dataset from the US Census Bureau
APCD2005-PTO-977238 | Active | 2009-07-31 | [34C] Emergency Standby Engine | NIBRI -Novartis Institutes for BioMedical Research Inc | EH&S Manager | 10675 John Jay Hopkins Dr San Diego, CA | 92121 | G | EMERGENCY GENERATOR ENGINE. MAKE CUMMINS. MODEL QST30-G5. DIESEL FUELED.BHP RATING: 1490. EQUIPPED WITH TURBOCHARGER AND AFTERCOOLER, FUEL INJECT RETARDED 4 DGR. EPA CERTIFIED FAMILY: YCEXL030.ABA. DRIVES A 1000 KW GENERATOR. 17CCR93115 SJE10/05 | 1 | 0 | 0 | 0 | 1 | Diesel | 1000 | 1490 | 1000 | 2021-12-31 | 360.00 | 2022-03-18 | 386.00 | 26 | 26000 | 23.6182 | 32.8977 | -117.2391 | 1 | rooftop | 10675 | John Jay Hopkins Dr |  |  | San Diego | CA | San Diego County | 92121 | US | San Diego Geographic Information Source - JPA
APCD2005-PTO-977313 | Active | 2009-07-31 | [34H] California Certified Emergency Standby Engine | United States Marine Corps | Mark Bonsavage | Bldg 31334 Cockburr Rd Camp Pendleton, CA | 92055 | A | Emergency Diesel Engine Generator: FPT (Generac), Model F4GE9485A*J (SD80), 131 BHP, S/N 01732653, Engine Family KFPXL06.7DGB, Tier 3 certified with DDI, EM, TC, CAC; driving an 80-kW emergency electrical generator. | 1 | 0 | 0 | 0 | 1 | Diesel | 80 | 131 | 80 | [5 empty] | 0 | 0 | 33.3877 | -117.4448 | 0.5 | place |  |  |  |  | Camp Pendleton | CA | San Diego County | 92055 | US | TIGER/LineÂ® dataset from the US Census Bureau
APCD2005-PTO-977315 | Active | 2009-07-31 | [34H] California Certified Emergency Standby Engine | USMC Base Marine Group Ops | Air Quality Section | Building 1594 Camp Pendleton, CA | 92055 | A | INTERNAL COMBUSTION ENGINE. MAKE: JOHN DEERE. MODEL: 6068TF150. SERIAL NO.: TO6068T890440. BHP RATING: 150 HP. EQUIPPED WITH TURBOCHARGER. DRIVES A 95 KW GENERATOR. BLDG 1594. 17 CCR 93 115 SJE 12/05 | 0 | 0 | 0 | 0 | 0 | Unknown | 95 | 40 | 95 | [5 empty] | 0 | 0 | 33.3877 | -117.4448 | 0.5 | place |  |  |  |  | Camp Pendleton | CA | San Diego County | 92055 | US | TIGER/LineÂ® dataset from the US Census Bureau
APCD2005-PTO-977383 | Active | 2009-07-31 | [34H] California Certified Emergency Standby Engine | USMC MCAS Miramar | Michael Murukis | USMC Miramar San Diego, CA | 92145 | H | EMERGENCY STANDBY INTERNAL COMBUSTION ENGINE. MAKE: CATERPILLAR, MODEL 3306. BHP RATING: 400. EPA ENGINE FAMILY NUMBER: YCPXL10.5MRG. DRIVES A GENERATOR RATED AT 250 KW. ENGINE SERIAL NO.: 9NR05418. 17 CCR 93115 SJE 12/05 | 0 | 0 | 0 | 0 | 0 | Unknown | 250 | 400 | 250 | 2022-01-01 | 271.00 | 2022-01-01 | 278.00 | 7 | 1750 | 0 | 32.8795 | -117.1612 | 1 | street_center |  | Miramar Rd |  |  | San Diego | CA | San Diego County | 92121 | US | TIGER/LineÂ® dataset from the US Census Bureau
APCD2005-PTO-977567 | Active | 2009-07-31 | [34C] Emergency Standby Engine | Lodge At Torrey Pines | Risk Manager | 11480 Torrey Pines Rd N La Jolla, CA | 92037 | I | EMERGENCY STANDBY ENGINE, CUMMINS DIESEL ENGINE, MODEL 6CTA8.3-G2, 277 HP TURBOCHARGED, AFTERCOOLED, S/N 46147170, DRIVING A 175 KW GENERATOR. APPL #977567 EFH 10/03 17CCR93115 SJE12/05 | 1 | 0 | 0 | 0 | 1 | Diesel | 175 | 277 | 175 | 2022-05-09 | 174.20 | 2022-05-09 | 176.10 | 1.9 | 332.5 | 0.30204 | 32.9026 | -117.2483 | 0.9 | rooftop | 11480 | N Torrey Pines Rd N |  |  | LA Jolla | CA | San Diego County | 92037 | US | San Diego Geographic Information Source - JPA
APCD2005-PTO-977645 | Active | 2009-07-31 | [34C] Emergency Standby Engine | San Diego State University | Lilly Sabet | 5500 Campanile Dr San Diego, CA | 92182 | K | INTERNAL COMBUSTION ENGINE. MAKE: DETROIT DIESEL/MTU. MODEL 12V-2000 G81. SERIAL NO.730919. BHP RATING; 1120 HP. DIESEL FUELED. EQUIPPED WITH A TURBOCHARGER AND AFTERCOOLER. DRIVES AN EMERGENCY ELECTRICAL GENERATOR RATED AT 836 KW. BLACK START ENGINE LOCATED AT PHYSICAL PLANT. 17 CCR 93 115 SJE 10/05 | 1 | 0 | 0 | 0 | 1 | Diesel | 836 | 1120 | 836 | 2021-10-21 | 196.10 | 2021-10-21 | 205.70 | 9.6 | 8025.6 | 7.2904 | 32.7721 | -117.0725 | 1 | rooftop | 5500 | Campanile Dr |  |  | San Diego | CA | San Diego County | 92182 | US | San Diego Geographic Information Source - JPA
APCD2005-PTO-977655 | Active | 2009-07-31 | [34C] Emergency Standby Engine | VERIZON WIRELESS |  | 14002 BLACK MT RD SAN DIEGO, CA | 92129 | F | INTERNAL COMBUSTION ENGINE: -MAKE: JOHN DEERE -MODEL: 6068TF150 -SERIAL NO: T06068T892801 -BHP RATING: 150 HP DIESEL FUELED. EQUIPPED WITH TURBOCHARGER. DRIVES AN ELECTRICAL EMERGENCY GENERATOR, -SERIAL NO: 0715755 RATED AT 80 KW. JFTNEWOCT0803 17CCR93115 SJE10/05 | 1 | 0 | 0 | 0 | 1 | Diesel | 80 | 150 | 80 | 2022-03-29 | 429.90 | 2022-03-29 | 432.60 | 2.7 | 216 | 0.19621 | 32.9713 | -117.1315 | 0.95 | range_interpolation | 14002 | Black Mountain Rd |  |  | San Diego | CA | San Diego County | 92129 | US | TIGER/LineÂ® dataset from the US Census Bureau
APCD2005-PTO-977658 | Active | 2009-07-31 | [34C] Emergency Standby Engine | Lowes HIW Inc | James Manion | 155 Old Grove Rd Oceanside, CA | 92057 | A | STANDBY ENGINE. (MFR: DETROIT DIESEL, MODEL #6063TK35, S/N 06R0668136), RATING: 550 HP. EQUIPPED WITH TURBOCHARGER AND AFTERCOOLER. DRIVES AN EMERGENCY ELECTRICAL GENERATOR (MFR: KOHLER, MODEL #350REOZD, S/N 0718613), RATED AT 350 KW. 17CCR93115 SJE11/05 | 1 | 0 | 0 | 0 | 1 | Diesel | 350 | 550 | 350 | 2021-11-10 | 273.10 | 2021-12-31 | 273.10 | 0 | 0 | 0 | 33.2309 | -117.3089 | 1 | rooftop | 155 | Old Grove Rd |  |  | Oceanside | CA | San Diego County | 92057 | US | San Diego Geographic Information Source - JPA
APCD2005-PTO-977687 | Active | 2009-07-31 | [34C] Emergency Standby Engine | USN Nav Sta 1 SCE | Commanding Officer | Naval Station San Diego, CA | 92136 | S | INTERNAL COMBUSTION ENGINE. MAKE: PERKINS MODEL: 1795/1800; BHP RATING 73; S/N 501453; DIESEL FUELED. DRIVES AN EMERGENCY ELECTRICAL GENERATOR RATED AT 40 KW JFT NEW AUG 22 O3 17CCR93115 SJE 12/05 | 1 | 0 | 0 | 0 | 1 | Diesel | 40 | 73 | 40 | 2022-01-10 | 53.80 | 2022-01-10 | 60.10 | 6.3 | 252 | 0.22892 | 32.8122 | -116.9328 | 0.86 | street_center |  | Navello St |  |  | El Cajon | CA | San Diego County | 92021 | US | TIGER/LineÂ® dataset from the US Census Bureau
APCD2005-PTO-977707 | Active | 2009-07-31 | [34C] Emergency Standby Engine | Verizon Wireless | Facility Manager | 5220 Sunnycreek Rd Carlsbad, CA | 92010 | C | INTERNAL COMBUSTION ENGINE. MAKE: JOHN DEERE. MODEL: 60968TF150. SERIAL NO. T06068T891618. BHP RATING: 150 HP. DIESEL FUELED. EQUIPPED WITH A TURBO-CHARGER. DRIVES AN ELECTRICAL EMERGENCY GENERATOR RATED AT 80 KW. [17CCR93115 SJE10/05] | 1 | 0 | 0 | 0 | 1 | Diesel | 80 | 150 | 80 | 2021-10-12 | 272.90 | 2021-10-12 | 273.20 | 0.3 | 24 | 0.021801 | 33.1442 | -117.3194 | 0.5 | place |  |  |  |  | Carlsbad | CA | San Diego County | 92008 | US | TIGER/LineÂ® dataset from the US Census Bureau
APCD2005-PTO-977712 | Active | 2009-07-31 | [34C] Emergency Standby Engine | Genalyte Inc | Rick Vandervelden | 10520 Wateridge Circle San Diego, CA | 92121 | G | EMERGENCY STANDBY ENGINE. DIESEL FUELED. MAKE: JOHN DEERE. MODEL: 6081AF001 SERIAL NO: RG6081A151169 BHP RATING: 250 HP. EQUIPPED WITH TURBO CHARGER AND AN AFTERCOOLER. EPA ENGINE FAMILY NUMBER: YJDXL08.1009. DRIVES A 150 KW GENERATOR. (980655 1/04) 17CCR93115 SJE10/05 | 1 | 0 | 0 | 0 | 1 | Diesel | 150 | 169 | 150 | 2021-09-17 | 242.80 | 2021-09-17 | 246.60 | 3.8 | 570 | 0.51778 | 32.8983 | -117.2092 | 1 | rooftop | 10520 | Wateridge Cir |  |  | San Diego | CA | San Diego County | 92121 | US | San Diego Geographic Information Source - JPA
APCD2005-PTO-977717 | Active | 2009-07-31 | [34W] Registered Engine (Rule 12) | City of Escondido - LS#13 (Eagle Crest) |  | 20950 San Pasqual Road,at Old Milky Way Escondido, CA | 92025 | D | INTERNAL COMBUSTION EMERGENCY STANDBY ENGINE: MFR: FORD, MODEL LSG-8751-6005A, PROPANE FIRED, S/N 19732 S-19-RC, 108 BHP, DRIVING A KOHLER GENERATOR, MODEL 80RZ , S/N HZA-3900-0BA. | 0 | 0 | 0 | 1 | 1 | Propane |  | 108 | 80.5356 | 2021-07-15 | 336.00 | 2021-07-15 | 343.90 | 7.9 | 636.2312 | 0.52419 | 33.083 | -117.0321 | 1 | range_interpolation | 20950 | San Pasqual Rd |  |  | Escondido | CA | San Diego County | 92025 | US | TIGER/LineÂ® dataset from the US Census Bureau
APCD2005-PTO-977721 | Active | 2009-07-31 | [34H] California Certified Emergency Standby Engine | Valley Center Municipal Water District | Bill Morris | 29300 Valley Center Rd Valley Center, CA | 92082 | B | EMERGENCY STANDBY ENGINE:67 BHP PERKINS DIESEL FIRED TURBO CHARGED MODEL AK50724 ENGINE, S/N U201852H DRIVES A 50 KW GENERATOR. 977721 EAD 6/5/03 17CCR93115 SJE10/05 | 1 | 0 | 0 | 0 | 1 | Diesel | 50 | 67 | 50 | [5 empty] | 0 | 0 | 33.2318 | -117.0203 | 1 | rooftop | 29300 | Valley Center Rd |  |  | Valley Center | CA | San Diego County | 92082 | US | San Diego Geographic Information Source - JPA
APCD2005-PTO-977722 | Active | 2009-07-31 | [34H] California Certified Emergency Standby Engine | Valley Center Municipal Water District | Bill Morris | 29300 Valley Center Rd Valley Center, CA | 92082 | B | EMERGENCY STANDBY ENGINE: 67 BHP PERKINS DIESEL FIRED TURBO CHARGED MODEL AK50724 ENGINE, S/N U201846H DRIVES A 50 KW GENERATOR. 977722 EAD 6/5/03 17CCR93115 SJE10/05 | 1 | 0 | 0 | 0 | 1 | Diesel | 50 | 67 | 50 | [5 empty] | 0 | 0 | 33.2318 | -117.0203 | 1 | rooftop | 29300 | Valley Center Rd |  |  | Valley Center | CA | San Diego County | 92082 | US | San Diego Geographic Information Source - JPA
APCD2005-PTO-977740 | Active | 2009-07-31 | [34C] Emergency Standby Engine | Thermo Fisher Scientific | Ken McKenrick | 2110 Rutherford Rd Carlsbad, CA | 92008 | C | DETROIT DIESEL INTERNAL COMBUSTION ENGINE, 490 HP, MODEL # 6063MK35, S/N 06R0686252, EQUIPPED WITH A TURBOCHARGER. DRIVES AN ELECTRICAL EMERGENCY GENERATOR RATED AT 300 KW, SERIAL NO: 1299794. 17CCR93115 SJE12/05 | 1 | 0 | 0 | 0 | 1 | Diesel | 300 | 490 | 300 | 2022-07-20 | 0.00 | 2022-07-20 | 0.00 | 0 | 0 | 0 | 33.1327 | -117.2835 | 1 | rooftop | 2110 | Rutherford Rd |  |  | Carlsbad | CA | San Diego County | 92008 | US | San Diego Geographic Information Source - JPA
APCD2005-PTO-977752 | Active | 2009-07-31 | [34W] Registered Engine (Rule 12) | US Customs & Border Protection |  | Mile Marker 67.5 Interstate (5) San Clemente, CA | 92055 | A | EMERGENCY GENERATOR (EXISTING). MAKE: CUMMINS. MODEL: 6BT5.9-G1. SERIAL NO. 44550133. DIESEL FUELED. BHP RATING: 135. DRIVES AN ONAN 8ODGA 39687F GENERATOR S/N L900361676 RATED AT 80 KW. 17CCR93115 SJE10/05 | 1 | 0 | 0 | 0 | 1 | Diesel | 80 | 135 | 80 | [5 empty] | 0 | 0 | 33.4012 | -117.5947 | 0.66 | nearest_rooftop_match | 105 | Ave San Diego |  | 5 | San Clemente | CA | Orange County | 92672 | US | Orange
APCD2005-PTO-977753 | Active | 2009-07-31 | [34W] Registered Engine (Rule 12) | USN Nav Sta 1 SCE | Commanding Officer | Naval Station San Diego, CA | 92136 | S | INTERNAL COMBUSTION EMERGENCY STANDBY ENGINE; 380 BHP CUMMINS MODEL LTA-G1 DIESEL FIRED ENGINE, S/N: 34986248, DRIVING A GENERATOR. 977753 EAD 5/29/03 17CCR93115 SJE12/05 | 1 | 0 | 0 | 0 | 1 | Diesel |  | 380 | 283.366 | 2022-01-10 | 228.50 | 2022-01-10 | 231.10 | 2.6 | 736.7516 | 0.66926 | 32.8122 | -116.9328 | 0.86 | street_center |  | Navello St |  |  | El Cajon | CA | San Diego County | 92021 | US | TIGER/LineÂ® dataset from the US Census Bureau
APCD2005-PTO-977773 | Active | 2009-07-31 | [34C] Emergency Standby Engine | USMC MCAS Miramar | Facility Manager | USMCAS Miramar San Diego, CA | 92145 | H | INTERNAL COMBUSTION ENGINE. MAKE: JOHN DEERE. MODEL: 6081AF001. SERIAL NO. RG6081A113500. DIESEL POWERED. BHP RATING: 250 HP. POWERS AN EMERGENCY STANDBY GENERATOR RATED AT 187 KW. EPA ENGINE FAMILY NUMBER: YJDXL08.1009 JFT NEW MAY 30 02 JFT COMPLY ATCM AUG 10 05 | 1 | 0 | 0 | 0 | 1 | Diesel | 187 | 250 | 187 | 2022-01-01 | 319.50 | 2022-01-01 | 330.10 | 10.6 | 1982.2 | 1.8006 | 32.8795 | -117.1612 | 1 | street_center |  | Miramar Rd |  |  | San Diego | CA | San Diego County | 92121 | US | TIGER/LineÂ® dataset from the US Census Bureau
APCD2005-PTO-977774 | Active | 2009-07-31 | [34C] Emergency Standby Engine | PARKLOFT COA | JOHN VELASQUEZ | 877 ISLAND AV SAN DIEGO, CA | 92101 | N | INTERNAL COMBUSTION ENGINE. MAKE: DETROIT DIESEL. MODEL: 6063-TK35. SERIAL NO.: 06R0645029. BHP RATING: 490 HP. DIESEL FUELED. DRIVES AN EMERGENCY ELECTRICAL GENERATOR RATED AT 300 KW. 17CCR93115 SJE10/05 | 1 | 0 | 0 | 0 | 1 | Diesel | 300 | 29 | 300 | [5 empty] | 0 | 0 | 32.7101 | -117.1569 | 1 | rooftop | 877 | Island Ave |  |  | San Diego | CA | San Diego County | 92101 | US | San Diego Geographic Information Source - JPA
APCD2005-PTO-977775 | Active | 2009-07-31 | [34C] Emergency Standby Engine | NIBRI -Novartis Institutes for BioMedical Research Inc | EH&S Manager | 10675 John Jay Hopkins Dr San Diego, CA | 92121 | G | INTERNAL COMBUSTION ENGINE. MAKE: CATERPILLAR. MODEL: 3516B. SERIAL NO.:1HZ00951. YEAR OF MANUFACTURE:2000. BHP:2,881 HP. DIESEL FUELED. EQUIPPED WITH A TURBOCHARGER AND AFTERCOOLER. DRIVES AN EMERGENCY ELECTRICAL GENERATOR RATED AT 2,000 KW.JFTMAY2303NEW 17CCR93115 SJE10/05 | 1 | 0 | 0 | 0 | 1 | Diesel | 2000 | 2881 | 2000 | 2021-12-31 | 136.00 | 2022-03-18 | 144.20 | 8.2 | 16400 | 14.8976 | 32.8977 | -117.2391 | 1 | rooftop | 10675 | John Jay Hopkins Dr |  |  | San Diego | CA | San Diego County | 92121 | US | San Diego Geographic Information Source - JPA
APCD2005-PTO-977794 | Active | 2009-07-31 | [34H] California Certified Emergency Standby Engine | USMC Base Military Support | Eugena Anderson | Building 210723 Camp Pendleton, CA | 92055 | A | Emergency Diesel Engine: John Deere, Model 6135HFG84, 617 BHP, S/N RG6135EO31792, Model Year 2016, Tier 3 Certified, Engine Family No. GJDXL13.5146, located in Bldg. 210723. Functional Group: Military Support (S) | 1 | 0 | 0 | 0 | 1 | Diesel |  | 617 | 460.0969 | [5 empty] | 0 | 0 | 33.3877 | -117.4448 | 0.5 | place |  |  |  |  | Camp Pendleton | CA | San Diego County | 92055 | US | TIGER/LineÂ® dataset from the US Census Bureau
APCD2005-PTO-977797 | Active | 2009-07-31 | [34C] Emergency Standby Engine | Salvation Army The | General Manager | 6845 University Ave San Diego, CA | 92115 | J | INTERNAL COMBUSTION ENGINE. MAKE: GENERAC/HINO. MODEL: SD 060(B)/4.0DT; SERIAL NO: TBD; EQUIPPED WITH A TURBOCHARGER AND AN AFTERCOOLER. BHP RATING80 HP. DRIVES AN ELECTRICAL EMERGENCY GENERATOR RATED AT 50 KW. 17 CCR 93 115 SJE 10/05 (ATCM DATA: S/N 85677) | 0 | 0 | 0 | 0 | 0 | Unknown | 50 | 80 | 50 | [5 empty] | 0 | 0 | 32.755 | -117.0507 | 1 | range_interpolation | 6845 | University Ave |  |  | San Diego | CA | San Diego County | 92115 | US | TIGER/LineÂ® dataset from the US Census Bureau
APCD2005-PTO-977804 | Active | 2009-07-31 | [34C] Emergency Standby Engine | Verizon Wireless | Regional Manager | 9042A Friars Rd San Diego, CA | 92108 | M | EMERGENCY STANDBY ENGINE: JOHN DEERE MODEL 4045D, S/N: T04045D894470, 71 HP, LEAN BURN, 40 KW GENERATOR, MEETS EPA EMISSION STANDARDS, MODEL YEAR 2001. 977804 AFS 11 FEB 2003 17 CCR 93 115 SJE 10/05 | 0 | 0 | 0 | 0 | 0 | Unknown | 40 | 71 | 40 | 2021-05-17 | 261.90 | 2021-05-17 | 262.10 | 0.2 | 8 | 0 | 32.7799 | -117.1359 | 1 | rooftop | 9042 | Friars Rd |  |  | San Diego | CA | San Diego County | 92108 | US | San Diego Geographic Information Source - JPA
APCD2005-PTO-977805 | Active | 2009-07-31 | [34C] Emergency Standby Engine | Verizon Wireless | Regional Manager | 100 Lakeview Avenue Spring Valley, CA | 91977 | K | EMERGENCY STANDBY ENGINE: JOHN DEERE DIESEL ENGINE, MODEL 4045DF150, S/N T04045D897787, RATED AT 71 BHP, DRIVING A 40 KW GENERATOR. (978805-3/03) 17CCR93115 WJE10/05 | 1 | 0 | 0 | 0 | 1 | Diesel | 40 | 71 | 40 | 2021-10-19 | 257.60 | 2021-10-19 | 258.10 | 0.5 | 20 | 0.018168 | 32.6922 | -117.0094 | 1 | range_interpolation | 100 | Lakeview Ave |  |  | Spring Valley | CA | San Diego County | 91977 | US | TIGER/LineÂ® dataset from the US Census Bureau
APCD2005-PTO-977806 | Active | 2009-07-31 | [34C] Emergency Standby Engine | Verizon Wireless | Regional Manager | 7505 Campbell Ranch Road Alpine, CA | 91901 | H | EMERGENCY STANDBY ENGINE: JOHN DEERE DIESEL ENGINE, MODEL 4045DF150, S/N 104045D897774, RATED AT 71 BHP, DRIVING A 40 KW GENERATOR. (977806-3/03) 17CCR93115 SJE10/05 | 1 | 0 | 0 | 0 | 1 | Diesel | 40 | 71 | 40 | [5 empty] | 0 | 0 | 32.8257 | -116.6332 | 1 | rooftop | 7505 | Campbell Ranch Rd |  |  | Alpine | CA | San Diego County | 91901 | US | San Diego Geographic Information Source - JPA
APCD2005-PTO-977807 | Active | 2009-07-31 | [34C] Emergency Standby Engine | Verizon Wireless | Regional Manager | 31652 Hwy 79 Warner Springs, CA | 92086 | B | EMERGENCY STANDBY ENGINE: JOHN DEERE DIESEL ENGINE, MODEL 4045DF150, S/N T04045D897776, RATED AT 71 BHP, DRIVING A 40 KW GENERATOR. (977807-3/03) 17CCR93115 SJE10/05 | 1 | 0 | 0 | 0 | 1 | Diesel | 40 | 71 | 40 | 2021-08-26 | 409.40 | 2022-07-08 | 426.00 | 16.6 | 664 | 0.60317 | 33.2819 | -116.6335 | 0.9 | range_interpolation | 31652 | Hwy 79 |  |  | Warner Springs | CA | San Diego County | 92086 | US | TIGER/LineÂ® dataset from the US Census Bureau
APCD2005-PTO-977816 | Active | 2009-07-31 | [34C] Emergency Standby Engine | SD City Dept Of Metro Wastewater | Civil Engineer | 1800 Boundary Av San Diego, CA | 92154 | S | INTERNAL COMBUSTION ENGINE. MAKE: DETROIT DIESEL. MODEL: 8V-2000. R-0837K36 S/N 531Z001948. YEAR OF MANUFACTURE: 2002. DIESEL FUELED. BHP: 765 HP. EQUIPPED WITH A TURBOCHARGER AND AFTERCOOLER. DRIVES AN ELECTRICAL EMERGENCY GENERATOR RATED AT 500 KW GENERATOR. JFT DEC0503 NEW 17CCR93115 SJE11/05 | 1 | 0 | 0 | 0 | 1 | Diesel | 500 | 765 | 500 | 2022-01-05 | 84.80 | 2022-01-05 | 90.30 | 5.5 | 2750 | 2.4981 | 32.5877 | -117.0948 | 1 | range_interpolation | 1800 | Boundary Ave |  |  | San Diego | CA | San Diego County | 92154 | US | TIGER/LineÂ® dataset from the US Census Bureau
APCD2005-PTO-977833 | Active | 2009-07-31 | [34W] Registered Engine (Rule 12) | USMC MCAS Miramar | Michael Murukis | USMC Miramar San Diego, CA | 92145 | H | EMERGENCY STANDY ENGINE: CUMMINS MODEL 4BT 3.9-G1, S/N: 44310158, 86 HP DIESEL FUEL, TURBOCHARGER, LEAN BURN. 977833 EAD 03260317 CCR 93115 SJE 12/05 | 1 | 0 | 0 | 0 | 1 | Diesel |  | 86 | 64.1302 | 2022-01-01 | 295.20 | 2022-01-01 | 297.70 | 2.5 | 160.3255 | 0.14564 | 32.8795 | -117.1612 | 1 | street_center |  | Miramar Rd |  |  | San Diego | CA | San Diego County | 92121 | US | TIGER/LineÂ® dataset from the US Census Bureau
APCD2005-PTO-977864 | Active | 2009-07-31 | [34H] California Certified Emergency Standby Engine | USMC Base Military Support | Air Quality Section | San Onofre Peak - #1 / Western Unit Camp Pendleton, CA | 92055 | A | INTERNAL COMBUSTION ENGINE. MAKE: JOHN DEERE. MODEL: 4045TF150. SERIAL NO.: TO4045T899204. BHP RATING: 100 HP. EQUIPPED WITH A TURBOCHARGER. DRIVES A 50 KW EMERGENCY ELECTRICAL GENERATOR. (#1/WESTERN UNIT ON SAN ONOFRE PEAK) 17 CCR 93 115 SJE 12/05 Functional Group: Military Support (S) | 0 | 0 | 0 | 0 | 0 | Unknown | 50 | 100 | 50 | [5 empty] | 0 | 0 | 32.9731 | -115.5417 | 0.63 | intersection |  | S 1st St |  |  | Brawley | CA | Imperial County | 92227 | US | TIGER/LineÂ® dataset from the US Census Bureau
APCD2005-PTO-977865 | Active | 2009-07-31 | [34H] California Certified Emergency Standby Engine | USMC Base Military Support | AC/S Environmental Security | Camp Pendleton Camp Pendleton, CA | 92055 | A | INTERNAL COMBUSTION ENGINE. MAKE: JOHN DEERE. MODEL: 4045TF150. SERIAL NO. TO4045T899203. BHP RATING: 100 HP. EQUIPPED WITH TURBOCHARGER. DRIVES AN ELECTRICAL EMERGENCY GENERATOR RATED AT 50 KW. (#2/EASTERN UNIT ON SAN ONOFRE PEAK). 17 CCR 93 115 SJE 12/05 Functional Group: Military Support (S) | 0 | 0 | 0 | 0 | 0 | Unknown | 50 | 100 | 50 | [5 empty] | 0 | 0 | 33.3877 | -117.4448 | 1 | place |  |  |  |  | Camp Pendleton | CA | San Diego County | 92055 | US | TIGER/LineÂ® dataset from the US Census Bureau
APCD2005-PTO-977878 | Active | 2009-07-31 | [34H] California Certified Emergency Standby Engine | Verizon Wireless - Rainbow | Facility Manager | 1692 Rainbow Valley Blvd W Fallbrook, CA | 92028 | A | EMERGENCY STANDBY ENGINE: ONE (1) 71 BHP JOHN DEERE ENGINE, MODEL 4045F150, DIESEL FIRED, ENGINE FAMILY: YDJXL06.8016, YEAR: 2001 EPA CERTIFIED, TIER1, S/N T04045D897786, DRIVING A 40 KW GENERATOR. 977878 EAD 4/28/04 17CCR93115 SJE10/05 | 1 | 0 | 0 | 0 | 1 | Diesel | 40 | 71 | 40 | [5 empty] | 0 | 0 | 33.426 | -117.1467 | 1 | rooftop | 1692 | W Rainbow Valley Blvd |  |  | Fallbrook | CA | San Diego County | 92028 | US | San Diego Geographic Information Source - JPA
APCD2005-PTO-977879 | Active | 2009-07-31 | [34C] Emergency Standby Engine | Verizon Wireless | Regional Manager | 24961 Hwy 94 Potrero, CA | 91963 | R | EMERGENCY STANDBY ENGINE: ONE (1) 71 BHP JOHN DEERE ENGINE, MODEL 4045D, DIESEL FIRED, EPA CERTIFIED, S/N T04045D897528, DRIVING A 40 KW GENERATOR. 977879 EAD 4/28/04 17CCR93115 SJE10/05 | 1 | 0 | 0 | 0 | 1 | Diesel | 40 | 71 | 40 | 2021-11-09 | 1093.20 | 2021-11-09 | 1141.40 | 48.2 | 1928 | 1.7514 | 32.6049 | -116.6122 | 1 | range_interpolation | 24961 | Hwy 94 |  |  | Potrero | CA | San Diego County | 91963 | US | TIGER/LineÂ® dataset from the US Census Bureau
APCD2005-PTO-977880 | Active | 2009-07-31 | [34C] Emergency Standby Engine | Verizon Wireless | Regional Manager | 31075 Highway 94 Campo, CA | 91906 | R | EMERGENCY STANDBY ENGINE: ONE (1) 71 BHP JOHN DEERE, MODEL 4045D DIESEL FIRED ENGINE, EPA CERTIFIED, S/N T4045D896952, DRIVING A 40 KW GENERATOR. 977880 EAD 4/28/04 17CCR93115 SJE10/05 | 1 | 0 | 0 | 0 | 1 | Diesel | 40 | 71 | 40 | 2021-11-09 | 863.40 | 2021-11-09 | 887.60 | 24.2 | 968 | 0.87932 | 32.606 | -116.4824 | 1 | range_interpolation | 31075 | Hwy 94 |  |  | Campo | CA | San Diego County | 91906 | US | TIGER/LineÂ® dataset from the US Census Bureau
APCD2005-PTO-977903 | Active | 2009-07-31 | [34C] Emergency Standby Engine | Carlsbad City of Wastewater | Fox's Sewer Lift Station | 4155 Harrison Street Carlsbad, CA | 92008 | C | INTERNAL COMBUSTION ENGINE: MAKE: JOHN DEERE, MODEL: 6081TF001, SERIAL NO: RG6081TO10644, BHP RATING: 211 HP. DIESEL FUELED. EQUIPPED WITH A TURBO-CHARGER. DRIVES AN ELECTRICAL EMERGENCY GENERATOR RATED AT 135 KW. JFT NEW NOV1903 17CCR93115 SJE1 0/05 | 1 | 0 | 0 | 0 | 1 | Diesel | 135 | 44 | 135 | 2021-12-08 | 305.40 | 2022-08-19 | 323.20 | 17.8 | 2403 | 2.1829 | 33.1486 | -117.3331 | 1 | range_interpolation | 4155 | Harrison St |  |  | Carlsbad | CA | San Diego County | 92008 | US | TIGER/LineÂ® dataset from the US Census Bureau
APCD2005-PTO-977959 | Active | 2009-07-31 | [34H] California Certified Emergency Standby Engine | USMC Base Public Utilities U38 | Rob Hampton | Building 140700 Pohang Dr Camp Pendleton, CA | 92055 | A | Emergency Diesel Engine Generator: FPT (Generac), Model F4GE9685A*J (SD130), 198 BHP, S/N 01635432, Engine Family JFPXL06.7DGB, Tier 3 certified; driving a 130-kW emergency electrical generator. | 1 | 0 | 0 | 0 | 1 | Diesel | 130 | 198 | 130 | [5 empty] | 0 | 0 | 33.3877 | -117.4448 | 0.5 | place |  |  |  |  | Camp Pendleton | CA | San Diego County | 92055 | US | TIGER/LineÂ® dataset from the US Census Bureau
APCD2005-PTO-977969 | Active | 2009-07-31 | [34H] California Certified Emergency Standby Engine | San Diego Gas & Electric Environmental Operations | Fred Zarcilla | 8326 Century Park Ct San Diego, CA | 92123 | J | Emergency Diesel Engine Generator: John Deere, Model 6135HFG84, RATING 617 BHP, S/N RG6135L032988, Engine Family HJDXL13.5146, Tier 2 certified; driving a 405-kW emergency electrical generator. | 1 | 0 | 0 | 0 | 1 | Diesel | 405 | 617 | 405 | 2021-06-30 | 34.60 | 2021-06-30 | 39.50 | 4.9 | 1984.5 | 1.8027 | 32.8243 | -117.143 | 1 | rooftop | 8326 | Century Park Ct |  |  | San Diego | CA | San Diego County | 92123 | US | Sandoval
APCD2005-PTO-977999 | Active | 2009-07-31 | [34C] Emergency Standby Engine | Otay Water District | Robert Scholl | 10105 Clearwater Ct Spring Valley, CA | 91977 | K | EMERGENCY ENGINE: CATERPILLAR, MODEL 3306, DIESEL FIRED, TURBOCHARGED, AFTERCOOLED, 381 BHP, S/N 9NR05142, DRIVING A 250-KW ELECTRIC GENERATOR.(977999 ALC 08/03) 17CCR93115 SJE10/05 | 1 | 0 | 0 | 0 | 1 | Diesel | 250 | 381 | 250 | 2021-10-14 | 228.00 | 2021-10-14 | 237.00 | 9 | 2250 | 2.0439 | 32.698 | -117.0221 | 0.7 | street_center |  | Clearwater Ct |  |  | Spring Valley | CA | San Diego County | 91977 | US | TIGER/LineÂ® dataset from the US Census Bureau
APCD2005-PTO-978044 | Active | 2009-07-31 | [34C] Emergency Standby Engine | USMC Base Military Support | AC/S Environmental Security | Building 24058 Camp Pendleton, CA | 92055 | A | INTERNAL COMBUSTION ENGINE. MAKE: DETROIT DIESEL. MODEL: 6063-TK35. S/N 06R0670868. DIESEL FUELED. BHP RATING: 550 HP. EQUIPPED WITH A TURBO-CHARGER AND AFTERCOOLER. DRIVES AN ELECTRICAL EMERGENCY GENERATOR RATED AT350 KW. (BLDG. 24058). 17 CCR 93115 SJE 12/05 Functional Group: Military Support (S) | 1 | 0 | 0 | 0 | 1 | Diesel | 350 | 550 | 350 | [5 empty] | 0 | 0 | 33.3877 | -117.4448 | 0.5 | place |  |  |  |  | Camp Pendleton | CA | San Diego County | 92055 | US | TIGER/LineÂ® dataset from the US Census Bureau
APCD2005-PTO-978088 | Active | 2009-07-31 | [34C] Emergency Standby Engine | Inovio Pharmaceuticals Inc | Brian Waterman | 10480 Wateridge Circle San Diego, CA | 92121 | G | EMERGENCY STANDBY ENGINE: GENERAC DIESEL ENGINE, MODEL 7.5 LTA (LITER), S/N 6D16-952921, RATED AT 226 BHP, EPA CERTIFIED, TURBOCHARGED, AFTERCOOLED DRIVING A GENERATOR. (978088-AFS-7/03) 17CCR93115SJE10/05 | 1 | 0 | 0 | 0 | 1 | Diesel |  | 226 | 168.5282 | [5 empty] | 0 | 0 | 32.8976 | -117.2079 | 1 | rooftop | 10480 | Wateridge Cir |  |  | San Diego | CA | San Diego County | 92121 | US | San Diego Geographic Information Source - JPA
APCD2005-PTO-978128 | Active | 2009-07-31 | [34H] California Certified Emergency Standby Engine | Pacific Bell | Facility Manager | 9554 Twin Trails San Diego, CA | 92129 | F | INTERNAL COMBUSTION ENGINE. MAKE: CATERPILLAR. MODEL: 3508. SERIAL NO.: 1FZ01143. DIESEL FUELED. BHP RATING: 1480 HP. EQUIPPED WITH TURBO CHARGER AND AFTER COOLER. POWERS AN EMERGENCY ELECTRICAL GENERATOR RATED AT 1000 KW. 17CCR93115 SJE12/05 | 1 | 0 | 0 | 0 | 1 | Diesel | 1000 | 1480 | 1000 | 2021-10-12 | 359.00 | 2021-10-12 | 370.00 | 11 | 11000 | 9.9923 | 32.9586 | -117.1236 | 1 | rooftop | 9554 | Twin Trails Dr |  |  | San Diego | CA | San Diego County | 92129 | US | San Diego Geographic Information Source - JPA
APCD2005-PTO-978131 | Active | 2009-07-31 | [34C] Emergency Standby Engine | Shell Energy North America (US), LP | Heather Nelson | 4445 Eastgate Mall Suite 100 San Diego, CA | 92121 | G | EMERGENCY ENGINE: CATERPILLAR, MODEL 3306, DIESEL FIRED, 377 BHP, S/N 9NR05430, DRIVING A 250-KW ELECTRIC GENERATOR. (978131 ALC 06/04) 17CCR93115 SJE11/05 | 1 | 0 | 0 | 0 | 1 | Diesel | 250 | 377 | 250 | 2021-12-15 | 393.00 | 2022-02-11 | 416.00 | 23 | 5750 | 5.2233 | 32.8777 | -117.2106 | 1 | rooftop | 4445 | Eastgate Mall | Ste | 100 | San Diego | CA | San Diego County | 92121 | US | San Diego Geographic Information Source - JPA
APCD2005-PTO-978155 | Active | 2009-07-31 | [34C] Emergency Standby Engine | SDG&E | Facility Manager | Mount San Miguel Spring Valley, CA | 91978 | Q | EMERGENCY STANDY ENGINE: 75 BHP GENERAL MOTERS INDUSTRIAL POWERTRAIN VORTEC 4.3-L 4 CYCLE STATIONARY LPG-FIRED ENGINE, S/N 14819, DRIVING A 30 KW GENERATOR. 978155 EAD 7/28/05 | 0 | 0 | 0 | 0 | 0 | LPG | 30 | 75 | 30 | 2021-08-17 | 615.60 | 2021-08-17 | 626.30 | 10.7 | 321 | 0.31866 | 32.7184 | -117.0001 | 1 | place |  |  |  |  | Spring Valley | CA | San Diego County | 91977 | US | TIGER/LineÂ® dataset from the US Census Bureau
APCD2005-PTO-978156 | Active | 2009-07-31 | [34H] California Certified Emergency Standby Engine | SDG&E | Facility Manager | Mt Woodson Ramona, CA | 92065 | F | EMERGENCY STANDBY ENGINE: 71 BHP JOHN DEERE MODEL 4045DF150 DIESEL ENGINE, S/N PE4045D191959, DRIVING A 30 KW GENERATOR. EPA NO. JDX- NR5-00-16. 978156 EAD 7/21/05 17CCR93115 SJE10/05 | 1 | 0 | 0 | 0 | 1 | Diesel | 30 | 71 | 30 | 2021-11-24 | 615.50 | 2021-11-24 | 676.80 | 61.3 | 1839 | 1.6705 | 33.0045 | -116.9585 | 1 | street_center |  | Mt Woodson Rd |  |  | Ramona | CA | San Diego County | 92065 | US | TIGER/LineÂ® dataset from the US Census Bureau
APCD2005-PTO-978160 | Active | 2009-07-31 | [34C] Emergency Standby Engine | Marine Corps Air Station | Environmental Manager | Camp Pendleton Camp Pendleton, CA | 92055 | A | EMERGENCY ENGINE: FORD, MODEL WSG-10681-6005-A, S/N 02-02-003129, PROPANE FIRED, 97 BHP, WITH A MIRATECH MODEL MEC-2001-1LLP AIR/FUEL RATIO CONTROLLER AND A MIRATECH MODEL MN-10-4-C1 CATALYTIC CONVERTER, DRIVING A60-KW ELECTRIC GENERATOR. LOCATED IN BLDG. 2370.(978160 ALC 10/02) | 0 | 0 | 0 | 1 | 1 | Propane | 60 | 97 | 60 | 2021-06-22 | 280.20 | 2021-06-22 | 280.90 | 0.7 | 42 | 0.034604 | 33.3877 | -117.4448 | 1 | place |  |  |  |  | Camp Pendleton | CA | San Diego County | 92055 | US | TIGER/LineÂ® dataset from the US Census Bureau
APCD2005-PTO-978174 | Active | 2009-07-31 | [34C] Emergency Standby Engine | SD Natural History Museum | Facility Manager | 1788 El Prado San Diego, CA | 92101 | N | EMERGENCY STANDBY ENGINE: DETROIT DIESEL MODEL R083-7K36; EPA FAMILY NUMBER 2DDXL31.8XRE; EPA CERTIFICATE NO. DDX-NR9-02-04, MANUFACTURED IN 2000, S/N 5312000842. APPL# 978174 EFH 0905 | 1 | 0 | 0 | 0 | 1 | Diesel |  | Unknown | Unknown | 2021-09-09 | 126.40 | 2022-07-22 | 133.90 | 7.5 | #VALUE! | 0 | 32.7317 | -117.1453 | 1 | rooftop | 1788 | El Prado |  |  | San Diego | CA | San Diego County | 92101 | US | San Diego Geographic Information Source - JPA
APCD2005-PTO-978189 | Active | 2009-07-31 | [34W] Registered Engine (Rule 12) | Oceanside Police Department | Facility Manager | 3855 Mission Av Oceanside, CA | 92058 | A | STANDBY ENGINE (MFR: DETROIT DIESEL, MODEL: 81637416, SERIAL NO.: 16VR015739. Output: 1252HP. DIESEL FUELED). POWERS AN EMERGENCY GENERATOR OF 850 KW (Mfr: Kohler, Model: 850ROZD, Serial: 609450). 17CCR93115SJE12/05 | 1 | 0 | 0 | 0 | 1 | Diesel | 850 | 1252 | 850 | 2021-12-31 | 466.60 | 2022-03-15 | 482.30 | 15.7 | 13345 | 12.1225 | 33.2262 | -117.3292 | 1 | rooftop | 3855 | Mission Ave |  |  | Oceanside | CA | San Diego County | 92058 | US | San Diego Geographic Information Source - JPA
APCD2005-PTO-978219 | Active | 2009-07-31 | [34W] Registered Engine (Rule 12) | Metro Water District of So CA | Daniel J Guillory | 3500 Mission Rd,off Red Mountain Dam Drive Fallbrook, CA | 92028 | A | INTERNAL COMBUSTION ENGINE. MAKE: INTERNATIONAL HARVESTER. MODEL: D358.SERIAL NO.: 3228030R91. HP RATING: 127. DIESEL FUELED. THE ENGINE POWERSAN EMERGENCY ELECTRICAL GENERATOR. 17CCR93115SJE11/05 | 1 | 0 | 0 | 0 | 1 | Diesel |  | 127 | 94.7039 | [5 empty] | 0 | 0 | 33.3288 | -117.236 | 1 | range_interpolation | 3500 | Mission Rd |  |  | Fallbrook | CA | San Diego County | 92028 | US | TIGER/LineÂ® dataset from the US Census Bureau
APCD2005-PTO-978236 | Active | 2009-07-31 | [34W] Registered Engine (Rule 12) | City of Escondido - LS#12 | HARRF Administrator | 1400 Country Club Drive Escondido, CA | 92029 | D | EMERGENCY STANDBY ENGINE: Mfr: CUMMINS, MODEL 4B-3.9, S/N 44236893, 66 HP, DIESEL FIRED, EXISTING ENGINE SINCE AUGUST 13, 1996. | 1 | 0 | 0 | 0 | 1 | Diesel |  | 66 | 49.2162 | 2021-07-16 | 511.20 | 2021-07-16 | 543.40 | 32.2 | 1584.7616 | 1.4396 | 33.1152 | -117.1272 | 1 | range_interpolation | 1400 | Country Club Dr |  |  | Escondido | CA | San Diego County | 92029 | US | TIGER/LineÂ® dataset from the US Census Bureau
APCD2005-PTO-978266 | Active | 2009-07-31 | [34C] Emergency Standby Engine | SD Co Regional Airport Authority | Environmental Affairs Dept | 3225 N Harbor Dr San Diego, CA | 92101 | N | EMERGENCY ENGINE: JOHN DEERE, MODEL 4045TF150, 110 BHP, DIESEL FIRED, TURBO-CHARGED, S/N PE4045T226774, EPA Family Number 2JDXL06.8014, DRIVING A 60-KW ELECTRIC GENERATOR. (978266 ALC 03/03) (980417 ALC 06/05) | 1 | 0 | 0 | 0 | 1 | Diesel | 60 | 110 | 60 | 2021-07-09 | 282.80 | 2022-04-28 | 296.70 | 13.9 | 834 | 0.7576 | 32.7293 | -117.1909 | 1 | range_interpolation | 3225 | N Harbor Dr |  |  | San Diego | CA | San Diego County | 92101 | US | TIGER/LineÂ® dataset from the US Census Bureau
APCD2005-PTO-978267 | Active | 2009-07-31 | [34H] California Certified Emergency Standby Engine | SD Co Regional Airport Authority | Environmental Affairs Dept | 3225 N Harbor Dr San Diego, CA | 92101 | N | EMERGENCY ENGINE: JOHN DEERE, MODEL 3029TF150, 64 BHP, DIESEL FIRED, TURBO-CHARGED, PE3029T217156, EPA Family Number 2JDXL02.9018, DRIVING A 48-KW ELECTRIC GENERATOR. (978267 ALC 03/03)(980418 ALC 06/05) | 1 | 0 | 0 | 0 | 1 | Diesel | 48 | 64 | 48 | 2021-07-09 | 349.90 | 2022-04-28 | 361.20 | 11.3 | 542.4 | 0.49271 | 32.7293 | -117.1909 | 1 | range_interpolation | 3225 | N Harbor Dr |  |  | San Diego | CA | San Diego County | 92101 | US | TIGER/LineÂ® dataset from the US Census Bureau
APCD2005-PTO-978294 | Active | 2009-07-31 | [34C] Emergency Standby Engine | Valley Center Municipal Water District | Bill Morris | 8711 Circle R Drive Escondido, CA | 92026 | B | INTERNAL COMBUSTION ENGINE. MAKE: DETROIT DIESEL. MODEL: 6063HK35. SERIAL NO.: 06R0686829. DIESEL FUELED. BHP RATING: 635 HP. EQUIPPED WITH TURBOCHARGER. DRIVES AN ELECTRICAL EMERGENCY GENERATOR RATED AT 405 KW. JFT NEW OCT 09 03 17 CCR 93115 SJE 11/05 | 1 | 0 | 0 | 0 | 1 | Diesel | 405 | 635 | 405 | 2021-12-31 | 501.80 | 2022-04-28 | 526.50 | 24.7 | 10003.5 | 9.0871 | 33.2542 | -117.1522 | 1 | rooftop | 8711 | Circle R Dr |  |  | Escondido | CA | San Diego County | 92026 | US | San Diego Geographic Information Source - JPA
APCD2005-PTO-978300 | Active | 2009-07-31 | [34W] Registered Engine (Rule 12) | Oceanside City of Water Utilities | Facility Manager | 4700 Lake Bl # 1/2 Oceanside, CA | 92056 | C | INTERNAL COMBUSTION ENGINE. MAKE: JOHN DEERE. MODEL: 6076TF010. SERIAL NORG6076T199980. EQUIPPED WITH A TURBOCHARGER. BHP RATING: 211 HP. DIESEL FUELED. POWERS AN ELECTRICAL EMERGENCY GENERATOR THAT DRIVES A SEWER LIFT STATION PUMP ( LAKE BOULEVARD). JFTREV1JUL2004 SERIAL NO CORRECT 17CCR93115S JE10/05 | 1 | 0 | 0 | 0 | 1 | Diesel |  | 211 | 157.3427 | 2021-06-10 | 291.70 | 2021-06-10 | 295.50 | 3.8 | 597.9023 | 0.54313 | 33.1739 | -117.2611 | 1 | range_interpolation | 4700 | Lake Blvd |  | 1 | Oceanside | CA | San Diego County | 92056 | US | TIGER/LineÂ® dataset from the US Census Bureau
APCD2005-PTO-978301 | Active | 2009-07-31 | [34W] Registered Engine (Rule 12) | OCEANSIDE CITY OF WATER UTILITIES DEPT | Lori Rigby | 3636 SKYHAVEN LN OCEANSIDE, CA | 92056 | C | INTERNAL COMBUSTION ENGINE. MAKE: JOHN DEERE, MODEL: 6076TF010. SERIAL NO. RG6076T00282. EQUIPPED WITH A TURBOCHARGER. BHP RATING: 211 HP. DIESEL FUELED. POWERS AN EMERGENCY GENERATOR DRIVING A SEWER LIFT STATION PUMP (CALAVERAS). 17CCR93115SJE10/05 | 1 | 0 | 0 | 0 | 1 | Diesel |  | 211 | 157.3427 | 2021-06-10 | 296.40 | 2021-06-10 | 300.00 | 3.6 | 566.4337 | 0.51454 | 33.1737 | -117.2822 | 0.69 | nearest_rooftop_match | 3741 | Skyhaven Ln |  |  | Oceanside | CA | San Diego County | 92056 | US | Sandoval
APCD2005-PTO-978302 | Active | 2009-07-31 | [34W] Registered Engine (Rule 12) | Oceanside City Of Water Utilities | Facility Manager | 4933 Leisure Village Wy Oceanside, CA | 92056 | C | INTERNAL COMBUSTION ENGINE. MAKE: JOHN DEERE, MODEL: 6059TF. SERIAL NO.:CD6059T175439. EQUIPPED WITH A TURBOCHARGER. BHP RATING: 149. DIESEL FUELEDPOWERS AN EMERGENCY GENERATOR FOR THE OPERATION OF A PUMP IN A SEWER LIFTSTATION (LEISURE VILLAGE II). 17CCR93115 SJE10/05 | 1 | 0 | 0 | 0 | 1 | Diesel |  | 149 | 111.1093 | 2021-06-10 | 327.70 | 2021-06-10 | 332.60 | 4.9 | 544.4356 | 0.49456 | 33.1614 | -117.2596 | 1 | range_interpolation | 4933 | Leisure Village Way |  |  | Oceanside | CA | San Diego County | 92056 | US | TIGER/LineÂ® dataset from the US Census Bureau
APCD2005-PTO-978303 | Active | 2009-07-31 | [34W] Registered Engine (Rule 12) | Oceanside City of Utilities | Owner Manager | 304 Harbor Dr S Oceanside, CA | 92054 | C | INTERNAL COMBUSTION ENGINE. MAKE: JOHN DEERE. MODEL: 6059TF001. SERIAL NO.: TO6059T307357. EQUIPPED WITH A TURBOCHARGER. DIESEL FUELED. BHP RATING: 166 HP. POWERS AN EMERGENCY STANDBY GENERATOR THAT DRIVES A SEWER LIFT STATION PUMP AT NORTH BRIDGE. 17CCR93115SJE10/05 | 1 | 0 | 0 | 0 | 1 | Diesel |  | 166 | 123.7862 | 2021-06-10 | 460.50 | 2021-06-10 | 464.30 | 3.8 | 470.3876 | 0.4273 | 33.2041 | -117.3896 | 0.9 | range_interpolation | 304 | S Harbor Dr |  |  | Oceanside | CA | San Diego County | 92054 | US | TIGER/LineÂ® dataset from the US Census Bureau
APCD2005-PTO-978304 | Active | 2009-07-31 | [34W] Registered Engine (Rule 12) | City of Oceanside La Salina WWTP | Lori Rigby | 1330 S Tait Street Oceanside, CA | 92054 | C | INTERNAL COMBUSTION ENGINE. MAKE: JOHN DEERE. MODEL: 6059TF. SERIAL NO: CD6059T175438. EQUIPPED WITH A TURBOCHARGER. DIESEL FUELED. BHP RATING: 149 HP. POWERS AN EMERGENCY STANDBY GENERATOR THAT DRIVES A SEWER LIFT PUMP AT SOUTH PACIFIC STATION. 17CCR93115 SJE11/05 | 1 | 0 | 0 | 0 | 1 | Diesel |  | 149 | 111.1093 | [5 empty] | 0 | 0 | 33.1803 | -117.3709 | 1 | range_interpolation | 1330 | S Tait St |  |  | Oceanside | CA | San Diego County | 92054 | US | TIGER/LineÂ® dataset from the US Census Bureau
APCD2005-PTO-978363 | Active | 2009-07-31 | [34C] Emergency Standby Engine | Rancho Santa Fe Community Services District | General Manager | 7902 Old Man River Rd Rancho Santa Fe, CA | 92067 | E | Internal Combustion Engine. Make: Cummins. Model: QSM11-G1 Serial No.: 35058866. Diesel Powered. Bhp Rating: 395 Hp. Equipped With Turbocharger And Aftercooler. Powers An Emergency Electrical Generator Rated At 250 Kw. Jft Jan 27 03 New 17 Ccr 93 115 SJE 11/05 | 1 | 0 | 0 | 0 | 1 | Diesel | 250 | 395 | 250 | [5 empty] | 0 | 0 | 33.0342 | -117.1533 | 0.52 | nearest_rooftop_match | 8086 | Old Course Rd |  |  | San Diego | CA | San Diego County | 92127 | US | Sandoval
APCD2005-PTO-978364 | Active | 2009-07-31 | [34H] California Certified Emergency Standby Engine | USD | Roger Manion | 5998 Alcala Park San Diego, CA | 92110 | I | EMERGENCY STANDBY ENGINE: CLARK MODEL JU4H-UF10, BASED ON JOHN DEERE DIESEL ENGINE MODEL 4045, S/N PE4045D191833, RATED AT 55 BHP, DRIVING A 750 GALLONS PER MINUTE FIRE PUMP. (978364-3/03) 17CCR93115 SJE12/05 | 1 | 0 | 0 | 0 | 1 | Diesel |  | 55 | 41.0135 | [5 empty] | 0 | 0 | 32.7705 | -117.1896 | 1 | range_interpolation | 5998 | Alcala Park |  |  | San Diego | CA | San Diego County | 92110 | US | TIGER/LineÂ® dataset from the US Census Bureau
APCD2005-PTO-978382 | Active | 2009-07-31 | [34C] Emergency Standby Engine | BUENA SANITATION DISTRICT | JIM ELDER | 2080 MELROSE DR S VISTA, CA | 92081 | B | EMERGENCY STANDBY ENGINE-GENERATOR SET: 765 BHP DETROIT DIESEL ENGINE, MODEL 8V2000 G80 R083-7K36; S/N 986830; EPA CERTIFICATE NO. DDX-NR9-01-07, DRIVING A 500 KW GENERATOR, PROVIDING ELECTRICAL POWER FOR AN ELECTRICAL SEWAGE PUMP. S/N 0737067 978382 EAD 7/17/03 17 CCR93115 SJE12/05 | 1 | 0 | 0 | 0 | 1 | Diesel | 500 | 765 | 500 | 2022-03-22 | 252.30 | 2022-03-22 | 254.60 | 2.3 | 1150 | 1.0447 | 33.1513 | -117.2422 | 0.9 | range_interpolation | 2080 | S Melrose Dr |  |  | Vista | CA | San Diego County | 92081 | US | TIGER/LineÂ® dataset from the US Census Bureau
APCD2005-PTO-978383 | Active | 2009-07-31 | [34C] Emergency Standby Engine | STA Pharmaceuticals US LLC | Stephen Shaw | 6124 Nancy Ridge Dr San Diego, CA | 92121 | G | ONE (1) EMERGENCY STANDBY ENGINE, DETROIT DIESEL ENGINE, DIESEL FIRED, MODEL 12V4000/T123-7K36, 1850 HP, S/N 0743457, TURBOCHARGED, INTERCOOLED, DRIVING A 1250 KW. APPL# 978383 EFH 10/0317CCR93115SJE12/05 | 1 | 0 | 0 | 0 | 1 | Diesel | 250 | 1850 | 250 | 2021-09-02 | 279.40 | 2021-09-02 | 283.70 | 4.3 | 1075 | 0.97652 | 32.8899 | -117.1873 | 1 | rooftop | 6124 | Nancy Ridge Dr |  |  | San Diego | CA | San Diego County | 92121 | US | San Diego Geographic Information Source - JPA
APCD2005-PTO-978387 | Active | 2009-07-31 | [34C] Emergency Standby Engine | Oceanside City Of Water Utilities Dept | Ray Labelle | 1664 Oceanside Bl Oceanside, CA | 92054 | C | INTERNAL COMBUSTION ENGINE. MAKE: DETROIT DIESEL. MODEL: 6063-TK35. SERIAL NO.: 06R0624569. BHP RATING: 490 HP. DIESEL FUELED EMERGENCY ENGINE. EQUIPPED WITH A TURBOCHARGER AND AFTERCOOLER. DRIVES A 300 KW. GENERATOR. JFTAPR1503NEW17CCR93115SJE10/05 | 1 | 0 | 0 | 0 | 1 | Diesel | 300 | 69 | 300 | 2021-06-10 | 228.50 | 2021-06-10 | 232.10 | 3.6 | 1080 | 0.98106 | 33.1912 | -117.3613 | 1 | range_interpolation | 1664 | Oceanside Blvd |  |  | Oceanside | CA | San Diego County | 92054 | US | TIGER/LineÂ® dataset from the US Census Bureau
APCD2005-PTO-978426 | Active | 2009-07-31 | [34C] Emergency Standby Engine | USMC Base Military R&D | Air Quality Section | 31330 Camp Pendleton, CA | 92055 | A | INTERNAL COMBUSTION ENGINE. MAKE: GENERAL MOTORS. MODEL: VORTEC 5.7L. S/N 5.7L06806, GENERATOR S/N 0740214, RATING: 88 HP. NATURAL GAS FUELED, NATURALLY ASPIRATED DRIVES AN ELECTRICAL EMERGENCY GENERATOR RATED AT 60 KW (BLDG. 31330) JFTJAN13NEW | 0 | 0 | 1 | 0 | 1 | Natural Gas | 60 | 88 | 60 | [5 empty] | 0 | 0 | 33.3877 | -117.4448 | 0.5 | place |  |  |  |  | Camp Pendleton | CA | San Diego County | 92055 | US | TIGER/LineÂ® dataset from the US Census Bureau
APCD2005-PTO-978466 | Active | 2009-07-31 | [34H] California Certified Emergency Standby Engine | Taylor Made Golf Co | Tony Ruiz | 5545 Fermi Ct Carlsbad, CA | 92008 | C | EMERGENCY ENGINE: DETROIT DIESEL, MODEL 6063MK35, 415 BHP, DIESEL FIRED, TURBOCHARGED, AFTERCOOLED, S/N 06R0681598, CARB CERT. NO. U-R-007-0071, EPA CERT. NO. DDX-NR7-02-06, DRIVING A 300-KW ELECTRIC GENERATOR. (978466 ALC 01/03) 17CCR93115SJE11/05 | 1 | 0 | 0 | 0 | 1 | Diesel | 300 | 415 | 300 | [5 empty] | 0 | 0 | 33.1406 | -117.2826 | 1 | rooftop | 5545 | Fermi Ct |  |  | Carlsbad | CA | San Diego County | 92008 | US | Sandoval
APCD2005-PTO-978509 | Active | 2009-07-31 | [34H] California Certified Emergency Standby Engine | KSWB INC | Facility Manager | 42183 Hwy 94 Jamul, CA | 91935 | R | INTERNAL COMBUSTION ENGINE. MAKE: DETROIT DIESEL. MODEL: 6063-TK35. SERIAL NO.: TBD. BHP RATING: 490 HP. DIESEL FUELED. EQUIPPED WITH TURBO CHARGER AND AFTER COOLER. DRIVES A 300 KW GENERATOR. JFTAPR1103NEW 17CCR93115 SJE10/05 (ATCM DATA: S/N 06R0698970 | 1 | 0 | 0 | 0 | 1 | Diesel | 300 | 490 | 300 | 2022-05-10 | 615.80 | 2022-05-10 | 623.50 | 7.7 | 2310 | 2.0984 | 32.7199 | -116.8799 | 0.7 | street_center |  | Hwy 94 |  |  | Jamul | CA | San Diego County | 91935 | US | TIGER/LineÂ® dataset from the US Census Bureau
APCD2005-PTO-978509 | Active | 2009-07-31 | [34H] California Certified Emergency Standby Engine | KSWB INC | Facility Manager | 42183 Hwy 94 Jamul, CA | 91935 | R | INTERNAL COMBUSTION ENGINE. MAKE: DETROIT DIESEL. MODEL: 6063-TK35. SERIAL NO.: TBD. BHP RATING: 490 HP. DIESEL FUELED. EQUIPPED WITH TURBO CHARGER AND AFTER COOLER. DRIVES A 300 KW GENERATOR. JFTAPR1103NEW 17CCR93115 SJE10/05 (ATCM DATA: S/N 06R0698970 | 1 | 0 | 0 | 0 | 1 | Diesel | 300 | 490 | 300 | 2022-05-10 | 615.80 | 2022-05-10 | 6.90 | -608.9 | -182670 | -165.9361 | 32.7199 | -116.8799 | 0.7 | street_center |  | Hwy 94 |  |  | Jamul | CA | San Diego County | 91935 | US | TIGER/LineÂ® dataset from the US Census Bureau
APCD2005-PTO-978509 | Active | 2009-07-31 | [34H] California Certified Emergency Standby Engine | KSWB INC | Facility Manager | 42183 Hwy 94 Jamul, CA | 91935 | R | INTERNAL COMBUSTION ENGINE. MAKE: DETROIT DIESEL. MODEL: 6063-TK35. SERIAL NO.: TBD. BHP RATING: 490 HP. DIESEL FUELED. EQUIPPED WITH TURBO CHARGER AND AFTER COOLER. DRIVES A 300 KW GENERATOR. JFTAPR1103NEW 17CCR93115 SJE10/05 (ATCM DATA: S/N 06R0698970 | 1 | 0 | 0 | 0 | 1 | Diesel | 300 | 490 | 300 | 2022-05-10 | 4.50 | 2022-05-10 | 623.50 | 619 | 185700 | 168.6886 | 32.7199 | -116.8799 | 0.7 | street_center |  | Hwy 94 |  |  | Jamul | CA | San Diego County | 91935 | US | TIGER/LineÂ® dataset from the US Census Bureau
APCD2005-PTO-978509 | Active | 2009-07-31 | [34H] California Certified Emergency Standby Engine | KSWB INC | Facility Manager | 42183 Hwy 94 Jamul, CA | 91935 | R | INTERNAL COMBUSTION ENGINE. MAKE: DETROIT DIESEL. MODEL: 6063-TK35. SERIAL NO.: TBD. BHP RATING: 490 HP. DIESEL FUELED. EQUIPPED WITH TURBO CHARGER AND AFTER COOLER. DRIVES A 300 KW GENERATOR. JFTAPR1103NEW 17CCR93115 SJE10/05 (ATCM DATA: S/N 06R0698970 | 1 | 0 | 0 | 0 | 1 | Diesel | 300 | 490 | 300 | 2022-05-10 | 4.50 | 2022-05-10 | 6.90 | 2.4 | 720 | 0.65404 | 32.7199 | -116.8799 | 0.7 | street_center |  | Hwy 94 |  |  | Jamul | CA | San Diego County | 91935 | US | TIGER/LineÂ® dataset from the US Census Bureau
APCD2005-PTO-978518 | Active | 2009-07-31 | [34H] California Certified Emergency Standby Engine | IONIS PHARMACEUTICALS | Rick White | 2282 FARADAY AV CARLSBAD, CA | 92008 | C | INTERNAL COMBUSTION ENGINE. MAKE: CATERPILLAR. MODEL: 3412. SERIAL NO.: BLG 00367. DIESEL FUELED. BHP RATING: 1210 HP. EQUIPPED WITH A TURBOCHARGER AND AN AFTERCOOLER. DRIVES AN ELECTRICAL EMERGENCY GENERATOR RATED AT 750 KW 17CCR93115 SJE10/05 | 1 | 0 | 0 | 0 | 1 | Diesel | 750 | 1210 | 750 | 2022-06-07 | 508.00 | 2022-06-07 | 516.00 | 8 | 6000 | 5.4504 | 33.1357 | -117.2778 | 1 | rooftop | 2282 | Faraday Ave |  |  | Carlsbad | CA | San Diego County | 92008 | US | San Diego Geographic Information Source - JPA
APCD2005-PTO-978561 | Active | 2009-07-31 | [34C] Emergency Standby Engine | CBP Air and Marine | Fred Figueroa | 7685 Pogo Row San Diego, CA | 92154 | S | EMERGENCY STANDBY ENGINE: JOHN DEERE DIESEL ENGINE, MODEL 4045TF150, S/N PE4045T160501, RATED AT 100 BHP, EPA CERITIFIED OF ENGINE FAMILY NUMBER 2JDXL06.8014, TURBOCHARGED, DRIVING A 60 KW GENERATOR. (978561-CCN-5/03) 17CCR93115 SJE11/05 | 1 | 0 | 0 | 0 | 1 | Diesel | 60 | 100 | 60 | 2021-12-16 | 182.10 | 2021-12-16 | 186.60 | 4.5 | 270 | 0.24527 | 32.5758 | -116.9788 | 1 | rooftop | 7685 | Pogo Row |  |  | San Diego | CA | San Diego County | 92154 | US | San Diego Geographic Information Source - JPA
APCD2005-PTO-978580 | Active | 2009-07-31 | [34H] California Certified Emergency Standby Engine | National Weather Service Forecast Office | Meteorologist Manager | 10700 Atlas Rd San Diego, CA | 92145 | H | Emergency Diesel Engine Generator: John Deere, Model 4045HF285H, 133 BHP, S/N PE4045N025001, Engine Family KJDXL04.5119, Tier 3 certified; driving a 80 kW emergency electrical generator. | 1 | 0 | 0 | 0 | 1 | Diesel | 80 | 133 | 80 | 2021-06-15 | 0.50 | 2022-01-01 | 59.50 | 59 | 4720 | 4.2876 | 32.8067 | -117.1584 | 0.7 | street_center |  | Atlas St |  |  | San Diego | CA | San Diego County | 92111 | US | TIGER/LineÂ® dataset from the US Census Bureau
APCD2005-PTO-978624 | Active | 2009-07-31 | [34H] California Certified Emergency Standby Engine | USD | Roger Manion | 5998 Alcala Park San Diego, CA | 92110 | I | EMERGENCY STANDBY ENGINE: -DETROIT DIESEL MODEL 16V2000 G81 R163-7K36, S/N 5362002136 TURBOCHARGED, AFTERCOOLED, 1495 HP, LEAN BURN, ENGINE MODEL YEAR: 4/20/02, DIESEL FIRED; KOHLER MODEL 1000ROZD-4, S/N 735731, 1020 KW GENERATOR. 978624AFS05MAR2003 17CCR93115 SJE10/05 | 1 | 0 | 0 | 0 | 1 | Diesel | 20 | 1495 | 20 | [5 empty] | 0 | 0 | 32.7705 | -117.1896 | 1 | range_interpolation | 5998 | Alcala Park |  |  | San Diego | CA | San Diego County | 92110 | US | TIGER/LineÂ® dataset from the US Census Bureau
APCD2005-PTO-978675 | Active | 2009-07-31 | [34C] Emergency Standby Engine | Verizon Wireless | General Manager | 18303 Spring Wagon Rd Ramona, CA | 92065 | F | EMERGENCY STANDBY ENGINE: JOHN DEERE DIESEL ENGINE, MODEL 4045DF150, S/N PE4045D191890, RATED AT 71 BHP, EPA CERTIFIED OF ENGINE FAMILY NUMBER 2JDXL06.8014, DRIVING A 40 KW GENERATOR.(978675-CCN-6/03)17CCR93115SJE10/05 | 1 | 0 | 0 | 0 | 1 | Diesel | 40 | 71 | 40 | 2021-11-30 | 885.50 | 2021-11-30 | 896.00 | 10.5 | 420 | 0.38153 | 33.0277 | -116.8279 | 1 | rooftop | 18303 | Spring Wagon Rd |  |  | Ramona | CA | San Diego County | 92065 | US | San Diego Geographic Information Source - JPA
APCD2005-PTO-978690 | Active | 2009-07-31 | [34W] Registered Engine (Rule 12) | City of Oceanside Public Works | Environmental Coordinator | 4927 Oceanside Bl Oceanside, CA | 92054 | C | EMERGENCY STANDBY ENGINE: JOHN DEERE DIESEL ENGINE, MODEL 4039DF004, S/N CD4039D386885, RATED AT 66 BHP, DRIVING A 30 KW GENERATOR. (978690-CCN-5/03) 17CCR93115 SJE12/05 | 1 | 0 | 0 | 0 | 1 | Diesel | 30 | 66 | 30 | 2021-05-26 | 244.40 | 2021-05-26 | 301.30 | 56.9 | 1707 | 1.5506 | 33.2185 | -117.268 | 1 | range_interpolation | 4927 | Oceanside Blvd |  |  | Oceanside | CA | San Diego County | 92056 | US | TIGER/LineÂ® dataset from the US Census Bureau
APCD2005-PTO-978697 | Active | 2009-07-31 | [34H] California Certified Emergency Standby Engine | BAE Systems IESI | Owner Manager | 16250 Technology Dr San Diego, CA | 92127 | F | EMERGENCY STANDBY ENGINE: DETROIT DIESEL ENGINE, MODEL R083-7K36, S/N0734092, RATED AT 765 BHP, EPA CERTIFIED OF ENGINE FAMILY NUMBER 2DDXL31.8XRE, TURBO CHARGED, DRIVING A 510 KW GENERATOR. (978697-CCN-2/03) 17CCR93115 SJE11/05 | 1 | 0 | 0 | 0 | 1 | Diesel | 510 | 765 | 510 | 2021-10-26 | 325.10 | 2021-10-26 | 327.90 | 2.8 | 1428 | 1.2972 | 33.0101 | -117.093 | 1 | rooftop | 16250 | Technology Dr |  |  | San Diego | CA | San Diego County | 92127 | US | San Diego Geographic Information Source - JPA
APCD2005-PTO-978702 | Active | 2009-07-31 | [34H] California Certified Emergency Standby Engine | Oceanside City Of Water Utilities DEP SLRWWTP | General Manager | 3950 River Rd N Oceanside, CA | 92058 | A | INTERNAL COMBUSTION ENGINE. MAKE: CATERPILALR. MODEL: 3512B. SERIAL NO. 1gz00820. BHP RATING: 2,172 HP. DIESEL FUELED. EQUIPPED WITH TURBOCHARGER AND AFTERCOOLER. DRIVES AN ELECTRICAL EMERGENCY GENERATOR RATED AT 1,500 KW JFT NEW SEP 11 03 17 CCR 93115 SJE 11/05 | 1 | 0 | 0 | 0 | 1 | Diesel | 500 | 20 | 500 | 2021-05-11 | 144.00 | 2021-05-11 | 156.00 | 12 | 6000 | 5.4504 | 33.2485 | -117.3315 | 0.9 | rooftop | 3950 | N River Rd |  |  | Oceanside | CA | San Diego County | 92058 | US | San Diego Geographic Information Source - JPA
APCD2005-PTO-978720 | Active | 2009-07-31 | [34H] California Certified Emergency Standby Engine | Verizon Wireless - Pala Mesa | Project Manager | 4881 HY 76 Off Pankey Rd Fallbrook, CA | 92028 | A | EMERGENCY STANDBY DIESEL ENGINE: MFR: JOHN DEERE, MODEL: 3029TF150, S/N: PE3029T197226, ENGINE FAMILY: 2JDXL02.9018, BHP RATING: 64HP, EQUIPPED WITH TURBOCHARGER. DRIVES AN ELECTRICAL EMERGENCY GENERATOR RATED AT 40 KW. JFT FEB 28 O3 NEW 17 CCR 93 115 SJE 10/05 (ATCM DATA: S/N PE3029T197226) | 1 | 0 | 0 | 0 | 1 | Diesel | 40 | 64 | 40 | [5 empty] | 0 | 0 | 33.3905 | -117.2094 | 0.5 | place |  |  |  |  | Fallbrook | CA | San Diego County | 92028 | US | TIGER/LineÂ® dataset from the US Census Bureau
APCD2005-PTO-978721 | Active | 2009-07-31 | [34H] California Certified Emergency Standby Engine | Verizon Wireless | Project Manager | 2554 Sweetwater Springs Rd Spring Valley, CA | 91977 | K | INTERNAL COMBUSTION ENGINE. MAKE: JOHN DEERE. MODEL: 4045DF150. SERIAL NO: PE4045D191957, DIESEL FUELED. BHP RATING: 71 HP. DRIVES AN ELECTRICAL EMERGENCY GENERATOR RATED AT 40 KW. JFT FEB 28 03 NEW 17 CCR 93 115 SJE 10/05 (ATCM DATA: S/N PE4045D191957) | 1 | 0 | 0 | 0 | 1 | Diesel | 40 | 71 | 40 | 2021-10-19 | 287.90 | 2021-10-19 | 288.40 | 0.5 | 20 | 0.018168 | 32.7241 | -116.9677 | 1 | rooftop | 2554 | Sweetwater Springs Blvd |  |  | Spring Valley | CA | San Diego County | 91978 | US | San Diego Geographic Information Source - JPA
APCD2005-PTO-978722 | Active | 2009-07-31 | [34H] California Certified Emergency Standby Engine | Verizon Wireless | Property Owner | 3500 Sports Arena Blvd San Diego, CA | 92110 | I | INTERNAL COMBUSTION ENGINE. MAKE: JOHN DEERE. MODEL: 3029TF150. SERIAL NO: PE3029T210279. DIESEL FUELED. BHP RATING: 64 HP. EQUIPPED WITH TURBO-CHARGER. DRIVES AN ELECTRICAL EMERGENCY GENERATOR RATED AT 40 KW. JFT FEB 28 03 NEW 17 CCR 93 115 SJE 10/05 | 1 | 0 | 0 | 0 | 1 | Diesel | 40 | 64 | 40 | 2022-04-12 | 239.50 | 2022-04-12 | 239.50 | 0 | 0 | 0 | 32.7546 | -117.2161 | 1 | range_interpolation | 3500 | Sports Arena Blvd |  |  | San Diego | CA | San Diego County | 92110 | US | TIGER/LineÂ® dataset from the US Census Bureau
APCD2005-PTO-978724 | Active | 2009-07-31 | [34C] Emergency Standby Engine | Verizon Wireless | Project Manager | 7379 Jackson Dr San Diego, CA | 92119 | J | INTERNAL COMBUSTION ENGINE. MAKE: JOHN DEERE. MODEL: 4045 DF150. SERIAL NO. PE4045D191877. BHP RATING: 71 HP. DIESEL FUELED. DRIVES AN ELECTRICAL EMERGENCY GENERATOR RATED AT 40 KW. JFT MAR 04 03 NEW 17 CCR93115 SJE 10/05 | 1 | 0 | 0 | 0 | 1 | Diesel | 40 | 77 | 40 | 2021-05-07 | 255.60 | 2021-05-07 | 255.60 | 0 | 0 | 0 | 32.8023 | -117.0443 | 1 | range_interpolation | 7379 | Jackson Dr |  |  | San Diego | CA | San Diego County | 92119 | US | TIGER/LineÂ® dataset from the US Census Bureau
APCD2005-PTO-978725 | Active | 2009-07-31 | [34C] Emergency Standby Engine | Verizon Wireless | Project Manager | 11445 Tierrasanta Blvd San Diego, CA | 92124 | J | INTERNAL COMBUSTION ENGINE. MAKE: JOHN DEERE. MODEL: 3029TF150. SERIAL NO PE3029T21027. BHP RATING: 64 HP. DIESEL FUELED. EQUIPPED WITH TURBOCHARGER. DRIVES AN ELECTRICAL EMERGENCY GENERATOR RATED AT 40 KW. JFT MAR 04 03 NEW 17CCR93115 SJE 10/05 (ATCM DATA: S/N: 45239978) | 1 | 0 | 0 | 0 | 1 | Diesel | 40 | 27 | 40 | 2021-05-07 | 337.80 | 2021-05-07 | 337.80 | 0 | 0 | 0 | 32.8068 | -117.0792 | 1 | range_interpolation | 11445 | Tierrasanta Blvd |  |  | San Diego | CA | San Diego County | 92124 | US | TIGER/LineÂ® dataset from the US Census Bureau
APCD2005-PTO-978736 | Active | 2009-07-31 | [34C] Emergency Standby Engine | Iron Mountain Off Site Data Protection | Facility Manager | 5455 Kearny Villa Rd San Diego, CA | 92123 | J | INTERNAL COMBUSTION ENGINE. MAKE: PERKINS. MODEL: D100P2. SERIAL NO.: YB50856; FAMILY NAME: 2PKXL05.9YH1. YEAR OF MANUFACTURE: 2001. BHP RATING: 166 HP. DIESEL FUELED. EQUIPPED WITH TURBO CHARGER. EQUIPPED WITH PARTICULATE MATTER FILTER BRAND CLEAN AIR PARTNERS MODEL CAP/T-80-804P. DRIVES AN ELECTRICAL EMERGENCY GENERATOR RATED AT 100 KW, SERIAL NO.: 141633/29 JFTNEWFEB1005 17CCR93115 SJE11/05JFTSERNOCHGDEC2005 | 1 | 0 | 0 | 0 | 1 | Diesel | 100 | 166 | 100 | [5 empty] | 0 | 0 | 32.8335 | -117.1386 | 1 | rooftop | 5455 | Kearny Villa Rd |  |  | San Diego | CA | San Diego County | 92123 | US | San Diego Geographic Information Source - JPA
APCD2005-PTO-978737 | Active | 2009-07-31 | [34C] Emergency Standby Engine | Cathedral Arms | Building Manager | 3911 Park Blvd San Diego, CA | 92103 | M | INTERNAL COMBUSTION ENGINE. MAKE: PERKINS. MODEL:D100P2. LIST NUMBER YB50856 SERIAL NUMBER U788300J. BHP RATING: 166 HP. DIESEL FUELED. EQUIPPED WITH TURBOCHARGER. DRIVES AND ELECTRICAL EMERGENCY GENERATOR RATED AT 100 KW. EQUIPPED WITH A PARTICULATE MATTER FILTER BRAND CLEAN AIR PARTNERS, MODEL CAP/T-80/804P.JFTNEWOCT0903 17CCR93115 SJE11/05 | 1 | 0 | 0 | 0 | 1 | Diesel | 100 | 166 | 100 | 2021-05-11 | 278.77 | 2021-05-11 | 280.95 | 2.18 | 218 | 0.19803 | 32.7488 | -117.1452 | 1 | rooftop | 3911 | Park Blvd |  |  | San Diego | CA | San Diego County | 92103 | US | San Diego Geographic Information Source - JPA
APCD2005-PTO-978747 | Active | 2009-07-31 | [34C] Emergency Standby Engine | COURTYARD SAN DIEGO KEARNY MESA |  | 8651 SPECTRUM CENTER BL SAN DIEGO, CA | 92123 | J | EMERGENCY STANDBY ENGINE: JOHN DEERE DIESEL ENGINE, MODEL 4045TF150, S/N T04045T886334 , RATED AT 100 BHP, EPA CERTIFIED OF ENGINE FAMILY NUMBER 2JDXL06.6014, EQUIPPED WITH TURBOCHARGER, DRIVING A 75 KW GENERATOR. (978747-CCN-1/03) 17CCR93115 SJE11/05 | 1 | 0 | 0 | 0 | 1 | Diesel | 75 | 100 | 75 | [5 empty] | 0 | 0 | 32.8259 | -117.1423 | 1 | rooftop | 8651 | Spectrum Center Blvd |  |  | San Diego | CA | San Diego County | 92123 | US | San Diego Geographic Information Source - JPA
APCD2005-PTO-978758 | Active | 2009-07-31 | [34H] California Certified Emergency Standby Engine | Oceanside City Dept Of Water Utilities | General Manager | 3885 Silverleaf Ln Vista, CA | 92084 | B | EMERGENCY STANDBY ENGINE: JOHN DEERE DIESEL ENGINE, MODEL 6081AF001, S/N RG6081A147000, RATED AT 347 BHP, EPA CERTIFIED OF ENGINE FAMILY NUMBER 2JDXL08.1008, EQUIPPED WITH TURBOCHARGER, AFTERCOOLER, DRIVING A 205 KW GENERATOR. (978758-CCN-1/03) | 1 | 0 | 0 | 0 | 1 | Diesel | 205 | 347 | 205 | 2021-05-06 | 248.50 | 2022-04-26 | 288.20 | 39.7 | 8138.5 | 7.393 | 33.2412 | -117.1669 | 1 | rooftop | 3885 | Silverleaf Ln |  |  | Vista | CA | San Diego County | 92084 | US | Sandoval
APCD2005-PTO-978785 | Active | 2009-07-31 | [34H] California Certified Emergency Standby Engine | USMC MCAS Miramar | General Manager | USMC Miramar San Diego, CA | 92145 | H | INTERNAL COMBUSTION ENGINE. MAKE: VOLVO. MODEL: TAD 741 GE. SERIAL NO.: 2071159968. BHP RATING: 310 HP. DIESEL FUELED. EQUIPPED WITH A TURBOCHARGER DRIVES AN ELECTRICAL GENERATOR RATED AT 200 KW. GENERATOR IN EMERGENCY DRIVES A FIRE PUMP. LOCATED IN BUILDING 9213. JFTFEB2503 NEWJFTJUL1805 DELCOND2576817 CCR 93115 SJE 12/05 | 1 | 0 | 0 | 0 | 1 | Diesel | 200 | 68 | 200 | 2022-01-01 | 45.00 | 2022-01-01 | 53.30 | 8.3 | 1660 | 1.5079 | 32.8795 | -117.1612 | 1 | street_center |  | Miramar Rd |  |  | San Diego | CA | San Diego County | 92121 | US | TIGER/LineÂ® dataset from the US Census Bureau
APCD2005-PTO-978786 | Active | 2009-07-31 | [34H] California Certified Emergency Standby Engine | USMC MCAS Miramar | Michael Murukis | USMC Miramar San Diego, CA | 92145 | H | INTERNAL COMBUSTION ENGINE. MAKE: VOLVO. MODEL: TAD 741 GE. SERIAL NO.: 2071146187. BHP RATING: 310 HP. DIESEL FUELED. EQUIPPED WITH TURBOCHARGER. DRIVES A GENERATOR RATED AT 200 KW THAT DRIVES AN EMERGENCY FIRE PUMP. LOCATED AT BLDG. 9213. JFTFEB2503 NEWJFTJUL1805 DELCOND2576817 CCR 93115 SJE 12/05 | 1 | 0 | 0 | 0 | 1 | Diesel | 200 | 87 | 200 | 2022-01-01 | 320.80 | 2022-01-01 | 322.90 | 2.1 | 420 | 0.38153 | 32.8795 | -117.1612 | 1 | street_center |  | Miramar Rd |  |  | San Diego | CA | San Diego County | 92121 | US | TIGER/LineÂ® dataset from the US Census Bureau
APCD2005-PTO-978787 | Active | 2009-07-31 | [34C] Emergency Standby Engine | Halozyme Therapeutics | General Manager | 11388 Sorrento Valley Rd San Diego, CA | 92121 | G | EMERGENCY STANDBY ENGINE: DETROIT DIESEL ENGINE, MODEL 6063MK35, S/N 06R0641496, RATED AT 490 BHP, EPA CERTIFIED OF ENGINE FAMILY NUMBER 2DDXL12.7VGD, TURBOCHARGED, AFTERCOOLED, DRIVING A 300 KW GENERATOR. (978787-CCN-9/03) 17CCR93115 SJE11/05 | 1 | 0 | 0 | 0 | 1 | Diesel | 300 | 490 | 300 | 2021-12-31 | 276.90 | 2022-06-08 | 279.80 | 2.9 | 870 | 0.7903 | 32.9086 | -117.2295 | 1 | rooftop | 11388 | Sorrento Valley Rd |  |  | San Diego | CA | San Diego County | 92121 | US | San Diego Geographic Information Source - JPA
APCD2005-PTO-978789 | Active | 2009-07-31 | [34C] Emergency Standby Engine | USMC Base Marine Facilities | Air Quality Section | Building 2291 Camp Pendleton, CA | 92055 | A | EMERGENCY ENGINE: GENERAL MOTORS, MODEL INDUSTRIAL POWER TRAIN VORTEC 8.1L, S/N 8.1L-06991, 150 BHP, NATURAL GAS FIRED, DRIVING A 80 KW GENERATOR (MFR: KOHLER, S/N 0751031).(978789 CCN/ALC 12/03) BLDG 2291 | 0 | 0 | 1 | 0 | 1 | Natural Gas | 80 | 150 | 80 | [5 empty] | 0 | 0 | 33.3877 | -117.4448 | 0.5 | place |  |  |  |  | Camp Pendleton | CA | San Diego County | 92055 | US | TIGER/LineÂ® dataset from the US Census Bureau
APCD2005-PTO-978798 | Active | 2009-07-31 | [34C] Emergency Standby Engine | Grande South At Santa Fe Place HOA | Facility Manager | 1199 Pacific Hwy San Diego, CA | 92101 | N | EMERGENCY STANDBY ENGINE: CUMMINS DIESEL ENGINE, MODEL QSX15-G9, S/N 79003730, RATED AT 750 BHP, EPA CERTIFIED OF ENGINE FAMILY NUMBER 3CEXL015.AAB, TURBO CHARGED, DRIVING A GENERATOR. (978798-CCN-6/04) 17CCR93115 SJE12/05 | 1 | 0 | 0 | 0 | 1 | Diesel |  | 750 | 559.275 | 2021-09-28 | 173.00 | 2022-08-05 | 188.00 | 15 | 8389.125 | 7.6206 | 32.7173 | -117.1705 | 1 | rooftop | 1199 | Pacific Hwy |  |  | San Diego | CA | San Diego County | 92101 | US | Sandoval
APCD2005-PTO-978836 | Active | 2009-07-31 | [34H] California Certified Emergency Standby Engine | Wacker Biotech, US | Fred Denning | 10390 Pacific Center Court San Diego, CA | 92121 | G | EMERGENCY STANDBY ENGINE: DETROIT DIESEL ENGINE, MODEL 6063MK35, S/N 06R0720392, RATED AT 490 BHP, EPA CERTIFIED OF ENGINE FAMILY NUMBER 2DDXL12.7VGD, TURBOCHARGED, AFTERCOOLED, DRIVING A 300 KW GENERATOR. (978836-CCN-9/03)17CCR93115SJE10/05 | 1 | 0 | 0 | 0 | 1 | Diesel | 300 | 490 | 300 | 2022-01-26 | 147.40 | 2022-01-26 | 147.90 | 0.5 | 150 | 0.13626 | 32.906 | -117.1895 | 1 | rooftop | 10390 | Pacific Center Ct |  |  | San Diego | CA | San Diego County | 92121 | US | Sandoval
APCD2005-PTO-978851 | Active | 2003-09-22 | [34W] Registered Engine (Rule 12) | Encinitas City of | Richard Barker | 801 Orpheus St Encinitas, CA | 92024 | E | EMERGENCY ENGINE: KOHLER GENERATOR, MODEL 4039DF004, DIESEL FIRED, 85 BHP, S/N CD4039D323837. (978851 ALC 01/03) 17CCR93115SJE11/05 | 1 | 0 | 0 | 0 | 1 | Diesel |  | 85 | 63.3845 | [5 empty] | 0 | 0 | 33.0636 | -117.2934 | 1 | rooftop | 801 | Orpheus Ave |  |  | Encinitas | CA | San Diego County | 92024 | US | San Diego Geographic Information Source - JPA
APCD2005-PTO-978853 | Active | 2009-07-31 | [34W] Registered Engine (Rule 12) | ENCINITAS CITY OF |  | 415 SECOND ST Encinitas, CA | 92024 | E | EMERGENCY ENGINE: KOHLER GENERATOR, MODEL 4039DF, DIESEL FIRED, 65 BHP, S/N CD4039DZ16456.(978853 ALC 01/03) 17CCR93115SJE10/05 | 1 | 0 | 0 | 0 | 1 | Diesel |  | 65 | 48.4705 | [5 empty] | 0 | 0 | 33.047 | -117.2948 | 1 | range_interpolation | 415 | 2nd St |  |  | Encinitas | CA | San Diego County | 92024 | US | TIGER/LineÂ® dataset from the US Census Bureau
APCD2005-PTO-978867 | Active | 2009-07-31 | [34C] Emergency Standby Engine | Otay Water District | Facility Director | 1828 La Presa Avenue Spring Valley, CA | 91978 | Q | EMERGENCY ENGINE: PERKINS S/N AA50842*U511415J , MODEL D40P2, 72.8 BHP, DIESEL FIRED, DRIVING A 40-KW ELECTRIC GENERATOR (S/N NPF01240). (978867 ALC 04/03) 17CCR93115 SJE10/05 | 1 | 0 | 0 | 0 | 1 | Diesel | 40 | 72.8 | 40 | 2022-04-05 | 101.20 | 2022-04-05 | 102.11 | 0.91 | 36.4 | 0.033066 | 32.7106 | -116.993 | 0.7 | street_center |  | LA Presa Ave |  |  | Spring Valley | CA | San Diego County | 91977 | US | TIGER/LineÂ® dataset from the US Census Bureau
APCD2005-PTO-978893 | Active | 2009-07-31 | [34W] Registered Engine (Rule 12) | Somacis Inc | Cary Green | 13500 Danielson St Poway, Ca | 92064 | F | EMERGENCY STANDBY ENGINE: JOHN DEERE DIESEL ENGINE, MODEL 4039TF004, S/N CD4039T328747, RATED AT 102 BHP, DRIVING A 76 KW GENERATOR. (978893-CCN-1/03)17CCR93115SJE12/05 | 1 | 0 | 0 | 0 | 1 | Diesel | 76 | 102 | 76 | 2022-08-18 | 419.60 | 2022-08-18 | 427.10 | 7.5 | 570 | 0.51778 | 32.9418 | -117.0445 | 1 | rooftop | 13500 | Danielson St |  |  | Poway | CA | San Diego County | 92064 | US | San Diego Geographic Information Source - JPA
APCD2005-PTO-978908 | Active | 2009-07-31 | [34H] California Certified Emergency Standby Engine | Cymer LLC | EHS Dept | 17082 Thornmint Court San Diego, CA | 92127 | F | EMERGENCY STANDBY ENGINE: DETROIT DIESEL MODEL T1237K36, 2200 HP, TURBOCHARGED, AFTERCOOLED, LEAN BURN, EPA CERTIFICATION NO. 2DDXL65-OGTE, CARB CERTIFICATION NO. U-R-007-0074, ENGINE YEAR OF MANUFACTURE 2002, S/N 5262001238; 1500 KW GENERATOR. 978908 AFS 12 MAR 20 03 17 CCR 93115 SJE 10/05 | 1 | 0 | 0 | 0 | 1 | Diesel | 500 | 2200 | 500 | 2021-10-27 | 160.17 | 2021-10-27 | 166.54 | 6.37 | 3185 | 2.8932 | 33.0186 | -117.1005 | 1 | rooftop | 17082 | Thornmint Ct |  |  | San Diego | CA | San Diego County | 92127 | US | Sandoval
APCD2005-PTO-978909 | Active | 2009-07-31 | [34H] California Certified Emergency Standby Engine | Cymer LLC | EHS Dept | 17082 Thornmint Court San Diego, CA | 92127 | F | EMERGENCY STANDBY ENGINE: DETROIT DIESEL MODEL T1237K36, 2200 HP, TURBOCHARGED, AFTERCOOLED, LEAN BURN, EPA CERTIFICATION NO. 2DDXL65-OGTE, CARB CERTIFICATION NO. U-R-077-0074, ENGINE YEAR OF MANUFACTURE 2002, S/N 5262001239; 1500 KW GENERATOR. 978909 AFS 12 MAR 20 03 17 CCR 93115 SJE 10/05 | 1 | 0 | 0 | 0 | 1 | Diesel | 500 | 2200 | 500 | 2021-10-27 | 154.00 | 2021-10-27 | 161.14 | 7.14 | 3570 | 3.243 | 33.0186 | -117.1005 | 1 | rooftop | 17082 | Thornmint Ct |  |  | San Diego | CA | San Diego County | 92127 | US | Sandoval
APCD2005-PTO-978910 | Active | 2009-07-31 | [34W] Registered Engine (Rule 12) | Santa Fe Irrigation District |  | 5920 Linea Del Cielo Rancho Santa Fe, CA | 92067 | E | INTERNAL COMBUSTION ENGINE AND ELECTRICAL GENERATOR ASSOCIATED. KOHLER GENERATOR, MODEL: 100ROZJ, SERIAL NO.: 602891. ENGINE: JOHN DEERE, HP RATING: 166 HP, SERIAL NO.: CD6059T371735. DIESEL FUELED. JFTJAN3003 17CCR93115 SJE12/05 | 1 | 0 | 0 | 0 | 1 | Diesel |  | 166 | 123.7862 | 2021-12-31 | 191.70 | 2022-04-12 | 198.20 | 6.5 | 804.6103 | 0.7309 | 33.0196 | -117.2077 | 1 | rooftop | 5920 | Linea Del Cielo |  |  | Rancho Santa Fe | CA | San Diego County | 92067 | US | San Diego Geographic Information Source - JPA
APCD2005-PTO-978949 | Active | 2009-07-31 | [34C] Emergency Standby Engine | Rancho Santa Fe Community Serv Dist | John Pastore | 9062 Maranatha Dr San Diego, CA | 92127 | F | EMERGENCY STANDBY ENGINE: GENERAC DIESEL ENGINE, MODEL 8DC4, S/N 446744, RATED AT 574 BHP, EPA CERTIFIED, TURBOCHARGE DM AFTERCOOLED, DRIVING A400 KW GENERATOR (MODEL 1600TA, S/N 2064142). (978949 CCN May 2003) 17 CCR 93115 S.Eden Nov 2005) | 1 | 0 | 0 | 0 | 1 | Diesel | 400 | 574 | 400 | 2021-10-20 | 316.00 | 2022-09-02 | 350.30 | 34.3 | 13720 | 12.4632 | 33.0261 | -117.1367 | 1 | rooftop | 9062 | Maranatha Dr |  |  | San Diego | CA | San Diego County | 92127 | US | San Diego Geographic Information Source - JPA
APCD2005-PTO-979047 | Active | 2009-07-31 | [34C] Emergency Standby Engine | Target Store T1846 | General Manager | 3424 College Av San Diego, CA | 92115 | J | EMERGENCY ENGINE: FORD, MODEL ESG-6421-6005-A, 67 BHP, NATURAL GAS FIRED WITH LIQUID PROPANE BACKUP, S/N 03-02-051990, MANUFACTURE YEAR: MARCH 2003. WITH A 3-WAY CATALYTIC CONVERTER. DRIVING A 35KW GENERATOR. (979047 ALC 02/05) | 0 | 0 | 1 | 1 | 2 | Natural Gas | 35 | 67 | 35 | 2022-01-01 | 138.00 | 2022-01-01 | 151.70 | 13.7 | 479.5 | 0.34824 | 32.7433 | -117.0523 | 1 | range_interpolation | 3424 | College Ave |  |  | San Diego | CA | San Diego County | 92115 | US | TIGER/LineÂ® dataset from the US Census Bureau
APCD2005-PTO-979165 | Active | 2009-07-31 | [34W] Registered Engine (Rule 12) | SBC California Camp Pendleton | Site Manager | Building 16102,11th & Vandegrift Boulevard Camp Pendleton, CA | 92055 | A | EMERGENCY ENGINE: MFR: CUMMINS, MODEL: 6BT-5.9G2, S/N 44706432, 166 BHP, DIESEL FIRED, DRIVING AN ELECTRIC GENERATOR. (979165 ALC 02/03) 17CCR93115 SJE12/05 | 1 | 0 | 0 | 0 | 1 | Diesel |  | 166 | 123.7862 | 2021-05-05 | 703.00 | 2021-05-05 | 708.70 | 5.7 | 705.5813 | 0.64095 | 33.3877 | -117.4448 | 0.5 | place |  |  |  |  | Camp Pendleton | CA | San Diego County | 92055 | US | TIGER/LineÂ® dataset from the US Census Bureau
APCD2005-PTO-979166 | Active | 2009-07-31 | [34W] Registered Engine (Rule 12) | SBC CA | Environmental Manager | 370 Sunrise Hwy Mount Laguna, CA | 91948 | R | EMERGENCY ENGINE: JOHN DEERE, MODEL 4039T, 92 BHP, DIESEL FIRED, S/N T04039T380461, DRIVING AN ELECTRIC GENERATOR. (979166 ALC 02/03) 17CCR93115 SJE12/05 | 1 | 0 | 0 | 0 | 1 | Diesel |  | 92 | 68.6044 | 2021-08-18 | 1372.40 | 2022-04-27 | 1500.20 | 127.8 | 8767.6423 | 7.9645 | 33.2021 | -117.2079 | 0.86 | rooftop | 370 | Sunrise Cir |  |  | Vista | CA | San Diego County | 92084 | US | San Diego Geographic Information Source - JPA
APCD2005-PTO-979174 | Active | 2009-07-31 | [34W] Registered Engine (Rule 12) | SBC California (JULNCA60) |  | 23690 Volcan Rd Julian, CA | 92036 | D | INTERNAL COMBUSTION ENGINE. MAKE: JOHN DEERE. MODEL: 4239TF001. SERIAL NO T04239T159847. BHP RATING: 92 HP. DIESEL FUELED. DRIVES AN EMERGENCY GENERATOR. JFTFEB2003NEW 17CCR93115 SJE12/05 | 1 | 0 | 0 | 0 | 1 | Diesel |  | 92 | 68.6044 | 2021-12-31 | 1355.90 | 2022-06-16 | 27.10 | -1328.8 | -91161.5267 | -82.8105 | 33.1386 | -116.5917 | 0.69 | nearest_rooftop_match | 23801 | Volcan Rd |  |  | Julian | CA | San Diego County | 92036 | US | San Diego Geographic Information Source - JPA
APCD2005-PTO-979175 | Active | 2009-07-31 | [34W] Registered Engine (Rule 12) | SBC California | Site Manager | 17883 Hwy 94 Dulzura, CA | 91917 | R | INTERNAL COMBUSTION ENGINE. MAKE: JOHN DEERE, MODEL: 4039TF. SERIAL NO: CD4039T107306. BHP RATING: 102 HP. DRIVES AN ELECTRICAL EMERGENCY GENERATOR. JFTFEB2003NEW 17CCR93115 SJE12/05 | 0 | 0 | 0 | 0 | 0 | Unknown |  | 102 | 76.0614 | 2022-05-11 | 1489.40 | 2022-05-11 | 1504.30 | 14.9 | 1133.3149 | 0 | 32.628 | -116.7661 | 1 | rooftop | 17883 | Highway 94 |  |  | Dulzura | CA | San Diego County | 91917 | US | San Diego Geographic Information Source - JPA
APCD2005-PTO-979176 | Active | 2009-07-31 | [34W] Registered Engine (Rule 12) | SBC California | Site Manager | 28836 Old Hwy 80 Pine Valley, CA | 91962 | R | INTERNAL COMBUSTION ENGINE. MAKE: JOHN DEERE. MODEL: 4039TF. SERIAL NO: CD4039T107315. BHP RATING: 102 HP. DIESEL FUELED. DRIVES AN ELECTRICAL EMERGENCY GENERATOR. JFTFEB2003NEW 17CCR93115 SJE12/05 | 1 | 0 | 0 | 0 | 1 | Diesel |  | 102 | 76.0614 | 2021-08-18 | 937.90 | 2022-04-27 | 965.20 | 27.3 | 2076.4762 | 1.8863 | 32.8226 | -116.5301 | 1 | rooftop | 28836 | Old Highway 80 |  |  | Pine Valley | CA | San Diego County | 91962 | US | San Diego Geographic Information Source - JPA
APCD2005-PTO-979178 | Active | 2009-07-31 | [34W] Registered Engine (Rule 12) | SBC California | Environmental Manager | 333 Twin Oaks Valley Rd S San Marcos, CA | 92078 | E | INTERNAL COMBUSTION ENGINE. MAKE: JOHN DEERE, MODEL: 6059TF. SERIAL NO: CD6059T107344. BHP RATING: 134 HP. DIESEL FUELED. DRIVES AN ELECTRICAL EMERGENCY GENERATOR. JFTFEB2003NEW 17CCR93115 SJE12/05 | 1 | 0 | 0 | 0 | 1 | Diesel |  | 44 | 32.8108 | [5 empty] | 0 | 0 | 33.1267 | -117.1551 | 0.9 | rooftop | 333 | S Twin Oaks Valley Rd S |  |  | San Marcos | CA | San Diego County | 92078 | US | San Diego Geographic Information Source - JPA
APCD2005-PTO-979183 | Active | 2009-07-31 | [34C] Emergency Standby Engine | Park Place Homeowners Assoc | Facility Director | 700 Harbor Dr W San Diego, CA | 92101 | N | EMERGENCY STANDBY ENGINE: JOHN DEERE ENGINE, MODEL 6CTA8.3-F2, S/N RG6081A134458, RATED AT 265 BHP, TURBOCHARGED, AFTERCOOLED, DRIVING A 1,000 GPM EMERGENCY FIRE PUMP. (979183-CCN-4/03)17CCR93115 SJE12/05 | 0 | 0 | 0 | 0 | 0 | Unknown |  | 265 | 197.6105 | 2021-12-31 | 164.60 | 2022-02-11 | 191.70 | 27.1 | 5355.2446 | 0 | 32.7118 | -117.1694 | 0.9 | rooftop | 700 | W Harbor Dr |  |  | San Diego | CA | San Diego County | 92101 | US | San Diego Geographic Information Source - JPA
APCD2005-PTO-979184 | Active | 2009-07-31 | [34H] California Certified Emergency Standby Engine | Park Place Homeowners Assoc | Facility Director | 700 Harbor Dr W San Diego, CA | 92101 | N | EMERGENCY STANDBY ENGINE: CUMMINS DIESEL ENGINE, MODEL QSX15-G9, S/N 14036422, RATED AT 755 BHP, EPA CERTIFIED OF ENGINE FAMILY NUMBER 2CEXL015.ABA, TURBOCHARGED, DRIVING A 450 KW GENERATOR. (979184-CCN-4/03) 17CCR93115 SJE10/05 | 1 | 0 | 0 | 0 | 1 | Diesel | 450 | 755 | 450 | 2021-12-31 | 201.00 | 2022-02-11 | 216.00 | 15 | 6750 | 6.1317 | 32.7118 | -117.1694 | 0.9 | rooftop | 700 | W Harbor Dr |  |  | San Diego | CA | San Diego County | 92101 | US | San Diego Geographic Information Source - JPA
APCD2005-PTO-979192 | Active | 2009-07-31 | [34H] California Certified Emergency Standby Engine | Oceanside City Dept of Water Utilities | Lori Rigby | 3476 Mission Av N Oceanside, CA | 92054 | C | EMERGENCY STANDBY ENGINE: DETROIT DIESEL ENGINE, MODEL R083-7K36, S/N 5312001422, RATED AT 685 BHP, EPA CERTIFIED OF ENGINE FAMILY NUMBER 2DDXL14.0VLD, TURBOCHARGED, DRIVING A 450 KW GENERATOR.(979192-CCN-5/03)17CCR93115SJE11/05 | 1 | 0 | 0 | 0 | 1 | Diesel | 450 | 685 | 450 | 2021-06-10 | 215.40 | 2021-06-10 | 219.70 | 4.3 | 1935 | 1.7577 | 33.2196 | -117.3396 | 1 | range_interpolation | 3476 | Mission Ave |  |  | Oceanside | CA | San Diego County | 92058 | US | TIGER/LineÂ® dataset from the US Census Bureau
APCD2005-PTO-979201 | Active | 2009-07-31 | [34C] Emergency Standby Engine | Hydranautics | Patrick Hallenbeck, Sr. | 401 Jones Rd Oceanside, CA | 92058 | A | EMERGENCY STANDBY ENGINE: JOHN DEERE DIESEL ENGINE, MODEL 4045TF150, S/N T04045T888260, RATED AT 100 BHP, EPA CERTIFIED OF ENGINE FAMILY NUMBER 1JDXL06.8014, TURBOCHARGED, DRIVING A 50 KW GENERATOR. (979201-CCN-5/03) 17CCN93115 SJE10/05 | 1 | 0 | 0 | 0 | 1 | Diesel | 50 | 100 | 50 | 2021-12-31 | 149.50 | 2022-08-17 | 160.60 | 11.1 | 555 | 0.50416 | 33.2132 | -117.3549 | 1 | rooftop | 401 | Jones Rd |  |  | Oceanside | CA | San Diego County | 92058 | US | San Diego Geographic Information Source - JPA
APCD2005-PTO-979203 | Active | 2009-07-31 | [34C] Emergency Standby Engine | T Mobile CA/NV LLC Escondido Msc | General Manager | 1441 Montiel Ave Escondido, CA | 92026 | B | INTERNAL COMBUSTION ENGINE. MAKE: CATERPILLAR. MODEL: 3412. SERIAL NO: BPG00422. YEAR OF MANUFACTURE: 2003. BHP RATING: 896. DIESEL FUELED. DRIVES AN ELECTRICAL EMERGENCY GENERATOR RATED AT 600 KW. JFTNEWMAR2504 (983200 6/05) 17CCR93115 SJE10/05 | 1 | 0 | 0 | 0 | 1 | Diesel | 600 | 896 | 600 | 2022-02-28 | 0.00 | 2022-02-28 | 0.00 | 0 | 0 | 0 | 33.1292 | -117.1123 | 1 | rooftop | 1441 | Montiel Rd |  |  | Escondido | CA | San Diego County | 92026 | US | San Diego Geographic Information Source - JPA
APCD2005-PTO-979262 | Active | 2009-07-31 | [34C] Emergency Standby Engine | OptumRx | Joseph Labella | 2858 Loker Av E #100 Carlsbad, CA | 92010 | C | EMERGENCY STANDBY ENGINE: CUMMINS DIESEL ENGINE, MODEL LTA10-G1, S/N 35036517, RATED AT 380 BHP, TURBO CHARGED, AFTERCOOLED, DRIVING A 250 KW GENERATOR. (979262-CCN-6/03) 17CCR93115 SJE10/05 | 1 | 0 | 0 | 0 | 1 | Diesel | 250 | 380 | 250 | 2022-02-09 | 283.90 | 2022-02-09 | 284.50 | 0.6 | 150 | 0.13626 | 33.132 | -117.2507 | 1 | range_interpolation | 2858 | Loker Ave E | Ste | 100 | Carlsbad | CA | San Diego County | 92010 | US | TIGER/LineÂ® dataset from the US Census Bureau
APCD2005-PTO-979322 | Active | 2009-07-31 | [34C] Emergency Standby Engine | Genentech | EHS Mgr | One Antibody Wy Oceanside, CA | 92056 | C | EMERGENCY STANDBY ENGINE: JOHN DEERE DIESEL FIRE PUMP ENGINE, MODEL 6068TF220, S/N PE6068T228671, RATED AT 160 BHP, TURBOCHARGED, DRIVING A FIREPUMP. (979322-CCN-2/04) (983301 6/05) 17CCR93115 SJE12/05 | 1 | 0 | 0 | 0 | 1 | Diesel |  | 160 | 119.312 | 2022-02-04 | 437.30 | 2022-02-04 | 438.80 | 1.5 | 178.968 | 0.16257 | 33.1957 | -117.3779 | 1 | street_center |  | 1st St |  |  | Oceanside | CA | San Diego County | 92054 | US | TIGER/LineÂ® dataset from the US Census Bureau
APCD2005-PTO-979338 | Active | 2009-07-31 | [34H] California Certified Emergency Standby Engine | Illumina | EHS | 5200 Illumina Way San Diego, CA | 92122 | H | EMERGENCY STANDBY ENGINE: CATERPILLAR DIESEL ENGINE, MODEL 3508B DITA S/N 1FZ01958, RATED AT 1501 BHP, EPA CERTIFIED OF ENGINE FAMILY NUMBER 1CPXL34.5ERK, TURBOCHARGED, AFTERCOOLED, DRIVING A 1000 KW GENERATOR. (979338-CCN-6/04)17CCR93115SJE10/05 | 1 | 0 | 0 | 0 | 1 | Diesel | 1000 | 1501 | 1000 | 2021-12-31 | 203.00 | 2021-12-31 | 228.00 | 25 | 25000 | 22.7098 | 32.8708 | -117.198 | 1 | rooftop | 5200 | Illumina Way |  |  | San Diego | CA | San Diego County | 92122 | US | San Diego Geographic Information Source - JPA
APCD2005-PTO-979339 | Active | 2009-07-31 | [34H] California Certified Emergency Standby Engine | Illumina | EHS | 5200 Illumina Way San Diego, CA | 92122 | H | EMERGENCY STANDBY ENGINE: CATERPILLAR DIESEL ENGINE, MODEL 3508B DITA, S/N 1FZ01957, RATED AT 1501 BHP, EPA CERITIFED OF ENGINE FAMILY NUMBER 1CPXL34.5ERK, TURBOCHARGED, AFTERCOOLED, DRIVING A 1000 KW GENERATOR.(979339-CCN-6/04) 17CCR93115SJE10/05 | 1 | 0 | 0 | 0 | 1 | Diesel | 1000 | 1501 | 1000 | 2021-12-31 | 175.00 | 2022-06-21 | 202.00 | 27 | 27000 | 24.5266 | 32.8708 | -117.198 | 1 | rooftop | 5200 | Illumina Way |  |  | San Diego | CA | San Diego County | 92122 | US | San Diego Geographic Information Source - JPA
APCD2005-PTO-979341 | Active | 2009-07-31 | [34H] California Certified Emergency Standby Engine | Metropolitan Transit Dev Board | Tim Burrie | 100 16th St San Diego, CA | 92101 | N | EMERGENCY ENGINE. MAKE: DETROIT DIESEL. ENGINE SERIES 12V-2000. GENERATOR S/N: 5352002306. YR. OF MANUFACTURE: 2003. DIESEL FUELED. EQUIPPED WITH TURBOCHARGER. DRIVES A KOHLER GENERATOR ENGINE MODEL R1237K36, S/N 968671, 1120 HP AT 750KW. | 1 | 0 | 0 | 0 | 1 | Diesel | 750 | 1120 | 750 | 2021-12-31 | 209.10 | 2022-04-22 | 236.90 | 27.8 | 20850 | 18.94 | 32.7078 | -117.1501 | 1 | rooftop | 100 | 16th St |  |  | San Diego | CA | San Diego County | 92101 | US | San Diego Geographic Information Source - JPA
APCD2005-PTO-979343 | Active | 2009-07-31 | [34H] California Certified Emergency Standby Engine | Allegro Towers | Property Manager | 1455 Kettner Bl San Diego, CA | 92101 | N | INTERNAL COMBUSTION ENGINE. MAKE: DETROIT DIESEL. MODEL: R123-7K36. SERIAL NO.: 0783789. YEAR OF MANUFACTURE: 2004. BHP RATING: 1120 HP. DIESEL FUELED EQUIPPED WITH TURBOCHARGER AND INTERCOOLER. DRIVES AN ELECTRICAL EMERGENCY GENERATOR RATED AT 750 KW. JFT NEW MAY 31 05 | 1 | 0 | 0 | 0 | 1 | Diesel | 750 | 1120 | 750 | [5 empty] | 0 | 0 | 32.7206 | -117.1689 | 1 | rooftop | 1455 | Kettner Blvd |  |  | San Diego | CA | San Diego County | 92101 | US | San Diego Geographic Information Source - JPA
APCD2005-PTO-979380 | Active | 2009-07-31 | [34H] California Certified Emergency Standby Engine | The Home Depot | Store Manager | 10604 Westview Py San Diego, CA | 92126 | M | Emergency standby engine: John Deere diesel engine, Model 6090HF484, S/N RG6090L124472, rated at 382 bhp, Model Year 2015, Tier 3 certified of Engine Family Number FJDXL09.0114, driving a 287 KW generator. | 1 | 0 | 0 | 0 | 1 | Diesel | 287 | 382 | 287 | 2021-09-14 | 62.60 | 2021-09-14 | 72.20 | 9.6 | 2755.2 | 2.5028 | 32.9136 | -117.1212 | 1 | rooftop | 10604 | Westview Pkwy |  |  | San Diego | CA | San Diego County | 92126 | US | Sandoval
APCD2005-PTO-979388 | Active | 2009-07-31 | [34W] Registered Engine (Rule 12) | BRE-BMR Moda Sorrento LP | Dan Krachon | 4940 Carroll Canyon Road San Diego, CA | 92121 | G | INTERNAL COMBUSTION ENGINE DRIVING AN EMERGENCY ELECTRICAL GENERATOR. MAKE: GENERAC, MODEL: 98A04163-S. SN.: 8784078S. DIESEL FUELED. HP RATING: 248 HP. JFT 979388 JUL0303 17CCR93115 SJE 11/05 | 1 | 0 | 0 | 0 | 1 | Diesel |  | 248 | 184.9336 | 2021-12-16 | 178.10 | 2021-12-16 | 185.50 | 7.4 | 1368.5086 | 1.2431 | 32.8904 | -117.2003 | 1 | rooftop | 4940 | Carroll Canyon Rd |  |  | San Diego | CA | San Diego County | 92121 | US | San Diego Geographic Information Source - JPA
APCD2005-PTO-979428 | Active | 2009-07-31 | [34H] California Certified Emergency Standby Engine | Oceanside City Of Water Utilities Mar Lado Lift St | Compliance Officer | 401 Foussart Rd N (Mar Lado) Oceanside, CA | 92058 | A | EMERGENCY STANDBY ENGINE: JOHN DEERE DIESEL ENGINE, MODEL 6068TF250, S/N PE6068T259916, RATED AT 190 BHP, EPA CERTIFIED OF ENGINE FAMILY NUMBER 2JDXL06.8014, TURBOCHARGED, DRIVING A 125 KW GENERATOR. (979428-CCN-12/03)(981285 5/04) 17CCR93115 SJE10/05 | 1 | 0 | 0 | 0 | 1 | Diesel | 125 | 190 | 125 | 2021-05-12 | 118.90 | 2021-05-12 | 122.00 | 3.1 | 387.5 | 0.352 | 33.1955 | -117.3545 | 0.5 | place |  |  |  |  | Oceanside | CA | San Diego County | 92054 | US | TIGER/LineÂ® dataset from the US Census Bureau
APCD2005-PTO-979430 | Active | 2009-07-31 | [34H] California Certified Emergency Standby Engine | Ajinomoto Althea Inc | Michael Naughton | 11040 Roselle St San Diego, CA | 92121 | G | EMERGENCY STANDBY ENGINE: JOHN DEERE DIESEL ENGINE, MODEL 6081AF001, S/N RG6081A158632, RATED AT 347 BHP, EPA CERTIFIED OF ENGINE FAMILY NUMBER 2JDXL08.1008, TURBO-CHARGED, AFTER-COOLED, DRIVING A 225 KW GENERATOR. (979430-CCN-6/04) 17CCR93115 SJE11/05 | 1 | 0 | 0 | 0 | 1 | Diesel | 225 | 347 | 225 | 2021-12-31 | 419.50 | 2022-04-08 | 435.10 | 15.6 | 3510 | 3.1885 | 32.9044 | -117.2298 | 1 | rooftop | 11040 | Roselle St |  |  | San Diego | CA | San Diego County | 92121 | US | San Diego Geographic Information Source - JPA
APCD2005-PTO-979440 | Active | 2009-07-31 | [34C] Emergency Standby Engine | USMC Base Military Support | AC/S Environmental Security | Building 1164 Camp Pendleton, CA | 92055 | A | EMERGENCY STANDBY ENGINE: MAKE DETROIT DIESEL, MODEL: R0837K36, SERIAL NO: 5312001947, RATING: 765 HP, ENGINE FAMILY NUMBER 3DDXL31.8XRE, DIESEL FUELED, DRIVING A 500 KW GENERATOR, EQUIPPED WITH RYPOS HDPF/C DIESEL PARTICULATE FILTER, MODEL 410-EL, S/N R1263P. (JFT NEW SEP 11 03) (17 CCR 93115 SJE 12/05)(APCD2012-APP-002298/CCN/DEC 2012) (Building 11064 a?? 911 Center) Functional Group: Military Support (S) | 1 | 0 | 0 | 0 | 1 | Diesel | 500 | 765 | 500 | [5 empty] | 0 | 0 | 33.3877 | -117.4448 | 0.5 | place |  |  |  |  | Camp Pendleton | CA | San Diego County | 92055 | US | TIGER/LineÂ® dataset from the US Census Bureau
APCD2005-PTO-979441 | Active | 2009-07-31 | [34C] Emergency Standby Engine | GRACE TOWER GRACE LUTHERAN DEV INC | Boris Shpak | 3955 PARK BL SAN DIEGO, CA | 92103 | M | EMERGENCY ENGINE: GENERAL MOTORS, MODEL VORTEC 8.1L, 162 BHP, S/N 8.1L-06968, DRIVING A 90-KW ELECTRIC GENERATOR. (979441 ALC 10/03) | 0 | 0 | 0 | 0 | 0 | Unknown | 90 | 162 | 90 | 2021-05-11 | 299.30 | 2021-05-11 | 305.20 | 5.9 | 531 | 0 | 32.7495 | -117.146 | 1 | rooftop | 3955 | Park Blvd |  |  | San Diego | CA | San Diego County | 92103 | US | San Diego Geographic Information Source - JPA
APCD2005-PTO-979462 | Active | 2009-07-31 | [34H] California Certified Emergency Standby Engine | General Atomics | Vera Mitrofski | 16530 Via Esprillo San Diego, CA | 92127 | F | EMERGENCY STANDBY ENGINE: CATERPILLAR DIESEL ENGINE, MODEL 3456 ATAAC, S/N 3PG00579, RATED AT 764 BHP, EPA CERTIFIED OF ENGINE FAMILY NUMBER 3CPXL15.8ESK, TURBOCHARGED, AFTERCOOLED, DRIVING A 500 KW GENERATOR. (979462-CCN-7/03)17CCR93114SJE11/05 | 1 | 0 | 0 | 0 | 1 | Diesel | 500 | 764 | 500 | 2021-12-08 | 147.00 | 2021-12-08 | 156.00 | 9 | 4500 | 4.0878 | 33.0164 | -117.0921 | 1 | rooftop | 16530 | Via Esprillo |  |  | San Diego | CA | San Diego County | 92127 | US | San Diego Geographic Information Source - JPA
APCD2005-PTO-979488 | Active | 2009-07-31 | [34C] Emergency Standby Engine | Genentech | EHS Mgr | One Antibody Wy Oceanside, CA | 92056 | C | EMERGENCY STANDBY ENGINE: JOHN DEERE DIESEL FIRE PUMP ENGINE, MODEL 6081AF001, S/N RG6081A159998, RATED AT 275 BHP, TURBOCHARGED, DRIVING A FIRE PUMP. (979488-CCN-2/04)(983301 6/05) 17CCR93115 SJE12/05 | 1 | 0 | 0 | 0 | 1 | Diesel |  | 275 | 205.0675 | 2022-02-04 | 411.10 | 2022-02-04 | 413.60 | 2.5 | 512.6688 | 0.4657 | 33.1957 | -117.3779 | 1 | street_center |  | 1st St |  |  | Oceanside | CA | San Diego County | 92054 | US | TIGER/LineÂ® dataset from the US Census Bureau
APCD2005-PTO-979518 | Active | 2009-07-31 | [34H] California Certified Emergency Standby Engine | North County Transit District | Stacey Coppess | 1 Coaster Wy Camp Pendleton, CA | 92055 | A | EMERGENCY STANDBY ENGINE: -JOHN DEERE DIESEL ENGINE -MODEL 6081AF001 -S/N: RG6081A159745 RATED AT 347 BHP, EPA CERTIFIED OF ENGINE FAMILY NUMBER YJDXL08.1008, TURBOCHARGED, AFTERCOOLED, DRIVING A 200 KW GENERATOR. (979518-CCN-12/03) 17 CCR 93115 SJE 12/05 | 1 | 0 | 0 | 0 | 1 | Diesel | 200 | 347 | 200 | 2021-05-19 | 452.30 | 2021-05-19 | 456.90 | 4.6 | 920 | 0.83572 | 33.3877 | -117.4448 | 0.5 | place |  |  |  |  | Camp Pendleton | CA | San Diego County | 92055 | US | TIGER/LineÂ® dataset from the US Census Bureau
APCD2005-PTO-979527 | Active | 2009-07-31 | [34H] California Certified Emergency Standby Engine | USMC Base Military Support | AC/S Environmental Security | Building 52410 Camp Pendleton, CA | 92055 | A | INTERNAL COMBUSTION ENGINE. MAKE: PERKINS. MODEL: 2048/1800. ENGINE S/N: AK50848 U309028K. GENERATOR S/N: NPF02215, YEAR OF MFG: 2003. BHP RATING: 95.2 HP. DIESEL FUELED. EQUIPPED WITH TURBOCHARGER AND CHARGE AIRCOOLER. DRIVING AN ELECTRICAL EMERGENCY GENERATOR RATED AT 60 KW. BLDG #52410 JFT NEW NOV 12 O3 17 CCR 93115 SJE 12/05 Functional Group: Military Support (S) | 1 | 0 | 0 | 0 | 1 | Diesel | 60 | 95.2 | 60 | [5 empty] | 0 | 0 | 33.3877 | -117.4448 | 0.5 | place |  |  |  |  | Camp Pendleton | CA | San Diego County | 92055 | US | TIGER/LineÂ® dataset from the US Census Bureau
APCD2005-PTO-979528 | Active | 2009-07-31 | [34H] California Certified Emergency Standby Engine | USMC Base Military Support | AC/S Environmental Security | Building 21448 Camp Pendleton, CA | 92055 | A | INTERNAL COMBUSTION ENGINE. MAKE: PERKINS. MODEL: 2048/1800. ENGINE S/N: AD50848*U538172K, FAMILY: 3PKXL03.9AK1, GENERATOR: S/N: NPF02223, BHP RATING: 95 HP, DIESEL FUELED, EQUIPPED WITH TURBOCHARGER AND AFTERCOOLER. YEAR OF MANUFACTURER: 2001, DRIVES AN ELECTRICAL EMERGENCY GENERATOR RATED AT 60 KW. | 1 | 0 | 0 | 0 | 1 | Diesel | 60 | 23 | 60 | [5 empty] | 0 | 0 | 33.3877 | -117.4448 | 0.5 | place |  |  |  |  | Camp Pendleton | CA | San Diego County | 92055 | US | TIGER/LineÂ® dataset from the US Census Bureau
APCD2005-PTO-979529 | Active | 2009-07-31 | [34H] California Certified Emergency Standby Engine | USMC Base Military Support | AC/S Environmental Security | Building 1279 Camp Pendleton, CA | 92055 | A | EMERGENCY STANDBY ENGINE. MFR: PERKINS. MODEL: 2048/1800. ENGINE SERIAL NO. AK50848*U312009K. GENERATOR SERIAL NO. NPF02222. YEAR OF MANUFACTURE: 2003. BHPRATING: 95 HP. DIESEL FUELED. EQUIPPED WITH A TURBOCHARGER. DRIVES AN ELECTRICAL EMERGENCY GENERATOR RATED AT 60 KW. BLDG #1279 JFT NEW SEP 12 03 17 CCR 93 115 SJE 12/05 Functional Group: Military Support (S) | 1 | 0 | 0 | 0 | 1 | Diesel | 60 | 95 | 60 | [5 empty] | 0 | 0 | 33.3877 | -117.4448 | 0.5 | place |  |  |  |  | Camp Pendleton | CA | San Diego County | 92055 | US | TIGER/LineÂ® dataset from the US Census Bureau
APCD2005-PTO-979533 | Active | 2009-07-31 | [34C] Emergency Standby Engine | SD Co Gen Svcs Facility OPS PR3003 | Tom Hargraves | 2910 Tavern Rd Alpine, CA | 91901 | H | EMERGENCY STANDBY ENGINE: JOHN DEERE DIESEL ENGINE, MODEL 3029TF150, S/N PE3029T204473, RATED AT 64 BHP, EPA CERTIFIED OF ENGINE FAMILY NUMBER 2JDXL02.9018, TURBO CHARGED, DRIVING A 30 KW GENERATOR. (979533-CCN-6/04) 17CCR93115 SJE10/05 | 1 | 0 | 0 | 0 | 1 | Diesel | 30 | 64 | 30 | 2022-01-01 | 655.80 | 2022-01-01 | 657.00 | 1.2 | 36 | 0.032702 | 32.8084 | -116.7587 | 1 | rooftop | 2910 | Tavern Rd |  |  | Alpine | CA | San Diego County | 91901 | US | San Diego Geographic Information Source - JPA
APCD2005-PTO-979534 | Active | 2009-07-31 | [34C] Emergency Standby Engine | SD Co of Campo Rd Sta PR3011 | Thomas Rathgeb | 970 Forrest Gate Rd Campo, CA | 91906 | R | EMERGENCY STANDBY ENGINE: -JOHN DEERE DIESEL ENGINE -MODEL 3029TF150 -S/N: PE3029T197268 RATED AT 64 BHP, EPA CERTIFIED OF ENGINE FAMILY NUMBER 2JDXL02.9018, TURBOCHARGED, DRIVING A 30 KW GENERATOR. (979534-CCN-8/04) 17CCR93115 SJE 12/05 | 1 | 0 | 0 | 0 | 1 | Diesel | 30 | 64 | 30 | 2021-12-31 | 607.50 | 2022-06-07 | 623.10 | 15.6 | 468 | 0.42513 | 32.6055 | -116.4756 | 1 | rooftop | 970 | Forrest Gate Rd |  |  | Campo | CA | San Diego County | 91906 | US | San Diego Geographic Information Source - JPA
APCD2005-PTO-979859 | Active | 2009-07-31 | [34H] California Certified Emergency Standby Engine | USN Nav Sta 1 SCE | Commanding Officer | Naval Station San Diego, CA | 92136 | S | EMERGENCY STANDBY ENGINE: JOHN DEERE DIESEL ENGINE, MODEL 4045TF250, S/N: PE4045T289296, RATED AT 134 BHP, EPA CERTIFIED OF ENGINE FAMILY NUMBER 2JDXL06.8014, TURBOCHARGED, DRIVING AN 80 KW GENERATOR. (979859-CCN-12/03) 17CCR93115 SJE12/05 | 1 | 0 | 0 | 0 | 1 | Diesel | 80 | 134 | 80 | 2022-01-07 | 301.80 | 2022-01-07 | 304.10 | 2.3 | 184 | 0.16714 | 32.8122 | -116.9328 | 0.86 | street_center |  | Navello St |  |  | El Cajon | CA | San Diego County | 92021 | US | TIGER/LineÂ® dataset from the US Census Bureau
APCD2005-PTO-979983 | Active | 2009-07-31 | [34W] Registered Engine (Rule 12) | AEG MANAGEMENT SD, LLC | Facility Manager | 3500 Sports Arena Bl San Diego, CA | 92110 | I | EMERGENCY ENGINE: DETROIT DIESEL, MODEL 6151-N, 188 BHP, DIESEL FIRED, S/N 6A-147999, DRIVING A 140-KW ELECTRIC GENERATOR. | 1 | 0 | 0 | 0 | 1 | Diesel | 140 | 188 | 140 | 2021-05-05 | 35.90 | 2022-08-19 | 37.10 | 1.2 | 168 | 0.15261 | 32.7546 | -117.2161 | 1 | range_interpolation | 3500 | Sports Arena Blvd |  |  | San Diego | CA | San Diego County | 92110 | US | TIGER/LineÂ® dataset from the US Census Bureau
APCD2005-PTO-979986 | Active | 2009-07-31 | [34C] Emergency Standby Engine | USN Weapons Station | Joy Cernac | 700 Ammunition Rd. Fallbrook, CA | 92028 | A | EMERGENCY STANDBY ENGINE: MFR: CUMMINS, MODEL: 6CTA8.3-G, S/N: 45524616. BHP RATING: 277 HP, DIESEL FUELED, EQUIPPED WITH TURBO-CHARGER AND AFTER-COOLER, DRIVES A PORTABLE ELECTRICAL EMERGENCY GENERATOR (150 KW); LOCATION: BUILDING 220 (PW MAINTENANCE YARD) JFTNEWAPR0704 17CCR93115 SJE10/05 | 1 | 0 | 0 | 0 | 1 | Diesel | 150 | 277 | 150 | [5 empty] | 0 | 0 | 33.3698 | -117.2598 | 1 | range_interpolation | 700 | Ammunition Rd |  |  | Fallbrook | CA | San Diego County | 92028 | US | TIGER/LineÂ® dataset from the US Census Bureau
APCD2005-PTO-980016 | Active | 2009-07-31 | [34H] California Certified Emergency Standby Engine | Otay Water District | Lisa Coburn-Boyd | 2554 Sweetwater Springs Blvd Spring Valley, CA | 91978 | Q | Emergency Standby Diesel Engine: Perkins/International Truck and Engine Corporation, Model: GCD325, S/N: WS4486N1404429, 325 hp, Tier 2 certified, Family No.: 3NVXL0530ANF, Model Year: 2003, turbocharged, driving a 200 kW Olympian generator. JFTNEWOCT050417CCR93115SJE11\05 (APCD2009-APP-000785/DCT/11/09) | 1 | 0 | 0 | 0 | 1 | Diesel | 200 | 325 | 200 | 2022-04-05 | 170.95 | 2022-04-05 | 172.00 | 1.05 | 210 | 0.19076 | 32.7241 | -116.9677 | 1 | rooftop | 2554 | Sweetwater Springs Blvd |  |  | Spring Valley | CA | San Diego County | 91978 | US | San Diego Geographic Information Source - JPA
APCD2005-PTO-980019 | Active | 2009-07-31 | [34W] Registered Engine (Rule 12) | Otay Water District | Doug Randers | 13255 Campo Rd Jamul, CA | 91935 | R | INTERNAL COMBUSTION ENGINE. MAKE: CUMMINS. MODEL: 6BTA519. SN: 44134694. DIESEL FUELED. BHP RATING: 177 HP. DRIVES AN ELECTRICAL EMERGENCY GENERATOR. JFT NEW SEP2303 17CCR93115 SJE 11/05 | 1 | 0 | 0 | 0 | 1 | Diesel |  | 177 | 131.9889 | 2022-06-07 | 973.40 | 2022-06-07 | 973.50 | 0.1 | 13.1989 | 0.01199 | 32.7289 | -116.8985 | 1 | range_interpolation | 13255 | Campo Rd |  |  | Jamul | CA | San Diego County | 91935 | US | TIGER/LineÂ® dataset from the US Census Bureau
APCD2005-PTO-980020 | Active | 2009-07-31 | [34W] Registered Engine (Rule 12) | Otay Water District | Robert Scholl OR GEORGE UNDEN | 11901 Singer Ln Spring Valley, CA | 91978 | Q | INTERNAL COMBUSTION ENGINE. MAKE: OLYMPIAN. MODEL: CD035. SN: 2010607 BHP RATING: 56 HP. DIESEL FUELED. DRIVES AN ELECTRICAL EMERGENCY GENERATOR. JFT 23SEP03 17CCR93115 SJE11/05 | 1 | 0 | 0 | 0 | 1 | Diesel |  | 607 | 452.6399 | 2022-04-05 | 426.90 | 2022-04-05 | 428.00 | 1.1 | 497.9039 | 0.45229 | 32.7291 | -116.9472 | 1 | rooftop | 11901 | Singer Ln |  |  | Spring Valley | CA | San Diego County | 91978 | US | Sandoval
APCD2005-PTO-980021 | Active | 2009-07-31 | [34W] Registered Engine (Rule 12) | Southwestern Community College | Travis Rayburn | Maintenance Department,900 Otay Lakes Road Chula Vista, CA | 91910 | Q | EMERGENCY ENGINE GENERATOR, 99 HP GENERAC DIESEL ENGINE, MODEL 91A02407-S, S/N 64238. APPL# 980021 EFH 10/03 17CCR93115 SJE10\05 | 1 | 0 | 0 | 0 | 1 | Diesel |  | 99 | 73.8243 | 2022-02-09 | 356.90 | 2022-02-09 | 356.90 | 0 | 0 | 0 | 32.6405 | -116.9984 | 1 | rooftop | 900 | Otay Lakes Rd |  |  | Chula Vista | CA | San Diego County | 91910 | US | San Diego Geographic Information Source - JPA
APCD2005-PTO-980030 | Active | 2009-07-31 | [34W] Registered Engine (Rule 12) | Coronado Shores Condominium Association #8 | Alan Aegerter | 1810 Avenida del Mundo Coronado, CA | 92118 | O | EMERGENCY STANDBY ENGINE: CUMMINS DIESEL ENGINE, MODEL V-378-F2, S/N 20148298, RATED AT 136 BHP, DRIVING A FIRE PUMP. (980030-CCN-2/04) (17CCR93115)SJE12/05 | 1 | 0 | 0 | 0 | 1 | Diesel |  | 136 | 101.4152 | 2021-06-02 | 275.40 | 2022-07-08 | 285.00 | 9.6 | 973.5859 | 0.8844 | 32.6759 | -117.1725 | 1 | rooftop | 1810 | Avenida Del Mundo |  |  | Coronado | CA | San Diego County | 92118 | US | San Diego Geographic Information Source - JPA
APCD2005-PTO-980057 | Active | 2009-07-31 | [34H] California Certified Emergency Standby Engine | USMC Base Military Support | AC/S Environmental Security | Building 1164 Camp Pendleton, CA | 92055 | A | EMERGENCY STANDBY ENGINE, CATERPILLAR DIESEL ENGINE, MODEL 3512, S/N 1GZ01447, 2172 HP, EPA CERTIFIED OF ENGINE FAMILY NUMBER 3CPXL58.6ERK, ENGINE YEAR OF MANUFACTURE 2003, TURBOCHARGED AND AFTERCOOLED, DRIVING A 1500 KW GENERATOR. APPL# 980057 EFH 08/05 | 1 | 0 | 0 | 0 | 1 | Diesel | 500 | 2172 | 500 | [5 empty] | 0 | 0 | 33.3877 | -117.4448 | 0.5 | place |  |  |  |  | Camp Pendleton | CA | San Diego County | 92055 | US | TIGER/LineÂ® dataset from the US Census Bureau
APCD2005-PTO-980078 | Active | 2009-07-31 | [34W] Registered Engine (Rule 12) | City of Escondido - LS#03 |  | 2045 S Escondido Blvd Escondido, CA | 92025 | D | EMERGENCY ENGINE GENERATOR SET: MFR: HERCULES, MODEL: D4800TA, 201 HP, S/N: 4020999 | 0 | 0 | 0 | 0 | 0 | Unknown |  | 201 | 149.8857 | 2021-07-15 | 446.00 | 2021-07-15 | 454.30 | 8.3 | 1244.0513 | 0 | 33.0984 | -117.0708 | 1 | range_interpolation | 2045 | S Escondido Blvd |  |  | Escondido | CA | San Diego County | 92025 | US | TIGER/LineÂ® dataset from the US Census Bureau
APCD2005-PTO-980095 | Active | 2009-07-31 | [34H] California Certified Emergency Standby Engine | USMC Base Public Safety SA09 | Air Quality Section | Building 130116 Camp Pendleton, CA | 92055 | A | INTERNAL COMBUSTION ENGINE. MAKE: JOHN DEERE. MODEL 4045 TF150. SERIAL NO: T04045T 885015. DIESEL FUELED. EQUIPPED WITH TURBOCHARGER. DRIVES AN ELECTRICAL EMERGENCY GENERATOR RATED AT 55 KW. 100 BHP. JFT NEW MAY 20 04 BLDG #130116 17 CCR 93 115 SJE 12/05 | 1 | 0 | 0 | 0 | 1 | Diesel | 55 | 100 | 55 | [5 empty] | 0 | 0 | 33.3877 | -117.4448 | 0.5 | place |  |  |  |  | Camp Pendleton | CA | San Diego County | 92055 | US | TIGER/LineÂ® dataset from the US Census Bureau
APCD2005-PTO-980105 | Active | 2009-07-31 | [34W] Registered Engine (Rule 12) | Doubletree by Hilton San Diego Mission Valley | James Schutte | 7450 Hazard Center Dr San Diego, CA | 92108 | M | Internal combustion engine. Make: Caterpillar. Model: 3306B. Serial No.: 2AJ00353. Diesel fueled. Bhp: 377 hp. Drives an electrical emergency generator rated at 281 KW. JFT Oct17, 2003 17CCR93115 SJE11/05 | 1 | 0 | 0 | 0 | 1 | Diesel | 281 | 377 | 281 | 2021-10-07 | 489.00 | 2021-10-07 | 495.00 | 6 | 1686 | 1.5316 | 32.77 | -117.1603 | 1 | rooftop | 7450 | Hazard Center Dr |  |  | San Diego | CA | San Diego County | 92108 | US | San Diego Geographic Information Source - JPA
APCD2005-PTO-980156 | Active | 2009-07-31 | [34H] California Certified Emergency Standby Engine | Chula Vista City of Police Station |  | 315 4th Av Chula Vista, CA | 91910 | Q | EMERGENCY STANDBY ENGINE, DETROIT DIESEL ENGINE, 1120 HP, MODEL 12V2000-R1237K36, S/N: 5352002699, CERTIFIED ENGINE OF EPA FAMILY NUMBER 3DDXL31.8XRE, ENGINE YEAR OF MANUFACTURE 2003, TURBOCHARGED, INTERCOOLED, DRIVING A 750KW GENERATOR. APPL# 980156 EFH 08/05 | 1 | 0 | 0 | 0 | 1 | Diesel | 750 | 1120 | 750 | [5 empty] | 0 | 0 | 32.7086 | -117.1607 | 0.9 | rooftop | 315 | 4th Ave |  |  | San Diego | CA | San Diego County | 92101 | US | San Diego Geographic Information Source - JPA
APCD2005-PTO-980157 | Active | 2009-07-31 | [34H] California Certified Emergency Standby Engine | Marine Corps Air Station | Environmental Manager | Camp Pendleton Camp Pendleton, CA | 92055 | A | EMERGENCY STANDBY ENGINE, VOLVO DIESEL ENGINE, 768 BHP, MODEL TAD1631GE, S/N: 2160048367, EPA CERTIFICATION NO. VPX-NR-C1-02-04, ENGINE YEAR OF MANUFACTURE 2003, TURBOCHARGED AND AFTERCOOLED, DRIVING A 505 KW GENERATOR. (BLDG. 2390) APPL# 980157 EFH 08/05 | 1 | 0 | 0 | 0 | 1 | Diesel | 505 | 768 | 505 | 2021-06-22 | 153.90 | 2021-06-22 | 154.60 | 0.7 | 353.5 | 0.32112 | 33.3877 | -117.4448 | 1 | place |  |  |  |  | Camp Pendleton | CA | San Diego County | 92055 | US | TIGER/LineÂ® dataset from the US Census Bureau
APCD2005-PTO-980206 | Active | 2009-07-31 | [34H] California Certified Emergency Standby Engine | Albertsons | Sam Whitten | 671 Rancho Santa Fe San Marcos, CA | 92078 | E | INTERNAL COMBUSTION ENGINE. MAKE: GENERAL MOTORS, MODEL: SG-040, SERIAL NO. 2062252. BHP RATING: 80 HP. NATURAL GAS FUELED. EQUIPPED WITH A CATALYTIC CONVERTER AND AIR TO FUEL RATIO CONTROLLER. DRIVES AN ELECTRICAL EMERGENCY GENERATOR RATED AT 35 KW. JFTNEWFEB1105 | 0 | 0 | 1 | 0 | 1 | Natural Gas | 35 | 52 | 35 | [5 empty] | 0 | 0 | 33.1325 | -117.206 | 1 | rooftop | 671 | Rancho Santa Fe Rd |  |  | San Marcos | CA | San Diego County | 92078 | US | Sandoval
APCD2005-PTO-980228 | Active | 2009-07-31 | [34W] Registered Engine (Rule 12) | Irvine Co - Center Side |  | 3111 Camino Del Rio N San Diego, CA | 92108 | M | EMERGENCY STANDBY ENGINE: 555 HP CUMMINS MODEL KTA 1150G DIESEL FIRED ENGINE, S/N 31122850 DRIVING A KAMAG GENERATOR. EAD 090104 980228 (983623 9/05) 17CCR93115 SJE11/05 | 1 | 0 | 0 | 0 | 1 | Diesel |  | 555 | 413.8635 | [5 empty] | 0 | 0 | 32.7742 | -117.1278 | 1 | rooftop | 3111 | Camino Del Rio N |  |  | San Diego | CA | San Diego County | 92108 | US | San Diego Geographic Information Source - JPA
APCD2005-PTO-980254 | Active | 2009-07-31 | [34C] Emergency Standby Engine | The Home Depot | Store Mgr | 1320 Eastlake Py Chula Vista, CA | 91914 | Q | INTERNAL COMBUSTION ENGINE. MAKE: JOHN DEERE. MODEL 6068TF250. SERIAL NO. PE6068T347858. YR. OF MANUFACTURE: 2004. DIESEL FUELED. EQUIPPED WITH A TURBOCHARGER. DRIVES AN ELECTRICAL EMERGENCY GENERATOR RATED AT 125 KW. JFTNEWMAY120417CCR93115SJE11/05 | 1 | 0 | 0 | 0 | 1 | Diesel | 125 | Unknown | 125 | [5 empty] | 0 | 0 | 32.6332 | -116.9692 | 1 | rooftop | 1320 | Eastlake Pkwy |  |  | Chula Vista | CA | San Diego County | 91915 | US | Sandoval
APCD2005-PTO-982182 | Active | 2009-07-31 | [34W] Registered Engine (Rule 12) | City Of San Marcos | Facility Manager | 182 Santar Pl San Marcos, CA | 92069 | B | INTERNAL COMBUSTION ENGINE. GENERATOR: GENERAC, SERIAL NO.: SD300-G36120DI8EPYYC. BHP RATING: 400 HP. DIESEL FUELED. GENERATOR MODEL: 20A 02187 S. JFTNEWDEC1404 17CCR93115 SJE12/05 (ATCM: MITSUBISHI 12.0L, ENGINE S/N 6D24302766, ENGINE MODEL NO. A5399) | 1 | 0 | 0 | 0 | 1 | Diesel |  | 400 | 298.28 | 2021-08-31 | 150.00 | 2022-07-08 | 156.30 | 6.3 | 1879.164 | 1.707 | 33.1414 | -117.1458 | 1 | range_interpolation | 182 | Santar Pl |  |  | San Marcos | CA | San Diego County | 92069 | US | TIGER/LineÂ® dataset from the US Census Bureau
APCD2005-PTO-982207 | Active | 2009-07-31 | [34W] Registered Engine (Rule 12) | CA ST Dept Of General Services | OBM II Richard Lilley | 7575 Metropolitan Dr Suite 101 San Diego, CA | 92108 | M | EMERGENCY ENGINE: JOHN DEERE, MODEL 6059TF003, 166 BHP, DIESEL FIRED, S/N: CD6059T402300. (982207 ALC 12/04) 17CCR93 115 SJE 11/05 | 1 | 0 | 0 | 0 | 1 | Diesel |  | 166 | 123.7862 | 2021-10-07 | 273.50 | 2021-10-07 | 276.50 | 3 | 371.3586 | 0.33734 | 32.7775 | -117.1568 | 1 | rooftop | 7575 | Metropolitan Dr | Ste | 101 | San Diego | CA | San Diego County | 92108 | US | San Diego Geographic Information Source - JPA
APCD2005-PTO-982217 | Active | 2009-07-31 | [34H] California Certified Emergency Standby Engine | UCSD | General Manager | 9500 Gilman Dr Dept 0089 San Diego, CA | 92093 | I | EMERGENCY STANDBY ENGINE: CUMMINS DIESEL ENGINE, MODEL QSM11-G2, S/N 35123510 , RATED AT 470 BHP, MODEL YEAR 2004, EPA TIER 2 CERTIFIED OF ENGINE FAMILY NUMBER 4CEXL0661AAD, TURBOCHARGED, DRIVING A 250 KW GENERATOR. (982217-CCN-11/05) | 1 | 0 | 0 | 0 | 1 | Diesel | 250 | 470 | 250 | 2021-06-23 | 102.00 | 2022-07-22 | 111.60 | 9.6 | 2400 | 2.1801 | 32.8758 | -117.2396 | 0.9 | rooftop | 9500 | Gilman Dr | Dept | 89 | LA Jolla | CA | San Diego County | 92093 | US | San Diego Geographic Information Source - JPA
APCD2005-PTO-982515 | Active | 2009-07-31 | [34W] Registered Engine (Rule 12) | Sheraton San Diego Hotel Mission Valley |  | 1433 Camino Del Rio S San Diego, CA | 92108 | M | INTERNAL COMBUSTION ENGINE. MAKE: CUMMINS. MODEL: NTA 855G. SERIAL NO.: 18105856. BHP RATING: 425 HP. DIESEL FUELED. EQUIPPED WITH A TURBOCHARGER AND AFTERCOOLER. DRIVES AN ELECTRICAL EMERGENCY GENERATOR RATED AT 200 KW JFT NEW MAR 250517 CCR 93115 SJE 12/05 | 1 | 0 | 0 | 0 | 1 | Diesel | 200 | 56 | 200 | 2021-08-26 | 9.90 | 2021-08-26 | 19.70 | 9.8 | 1960 | 1.7805 | 32.7652 | -117.1504 | 1 | rooftop | 1433 | Camino Del Rio S |  |  | San Diego | CA | San Diego County | 92108 | US | San Diego Geographic Information Source - JPA
APCD2005-PTO-982560 | Active | 2009-07-31 | [34H] California Certified Emergency Standby Engine | Lifehouse San Diego Operations, LLC. | Joseph Cruz | 2828 Meadowlark Drive San Diego, CA | 92123 | J | Emergency Diesel Engine Generator: John Deere, Model 4045HF285H, S/N PE4045N016085, Model Year 2018; Engine Family JJDXL04.5119; Tier 3 certified; 133 bhp rated; driving an 80 kW emergency electrical generator. | 1 | 0 | 0 | 0 | 1 | Diesel | 80 | 133 | 80 | 2021-11-01 | 40.20 | 2022-07-06 | 49.50 | 9.3 | 744 | 0.67584 | 32.7942 | -117.1551 | 1 | rooftop | 2828 | Meadow Lark Dr |  |  | San Diego | CA | San Diego County | 92123 | US | San Diego Geographic Information Source - JPA
APCD2005-PTO-982701 | Active | 2009-07-31 | [34W] Registered Engine (Rule 12) | University Towers | Property Manager | 5505 Montezuma Rd San Diego, CA | 92115 | J | EMERGENCY ENGINE GENERATOR, 100 HP JOHN DEERE ENGINE, DIESEL FIRED, MODEL 4039TF001, S/N: T04039T344839 APPL# 982701 EFH 07/05 | 1 | 0 | 0 | 0 | 1 | Diesel |  | 100 | 74.57 | 2022-01-01 | 290.50 | 2022-01-01 | 295.70 | 5.2 | 387.764 | 0.35224 | 32.7704 | -117.0752 | 1 | rooftop | 5505 | Montezuma Rd |  |  | San Diego | CA | San Diego County | 92115 | US | San Diego Geographic Information Source - JPA
APCD2005-PTO-982727 | Active | 2009-07-31 | [34H] California Certified Emergency Standby Engine | City of Carlsbad Public Works | Supervisor Manager | Sand Shell LS,613 Sand Shell Ave Carlsbad, CA | 92008 | C | EMERGENCY STANDBY ENGINE: JOHN DEERE DIESEL ENGINE, MODEL 3029TF150, S/N: PE3029T210258, RATED AT 64 BHP, MODEL YEAR 2002, EPA TIER 1 CERTIFIED OF ENGINE FAMILY NUMBER 2JDXL02.9018, TURBOCHARGED, DRIVING A 20 KW GENERATOR. (982727-CCN-6/05) 17 CCR 93 115 SJE 11/05 | 1 | 0 | 0 | 0 | 1 | Diesel | 20 | 64 | 20 | 2021-12-28 | 205.30 | 2022-07-13 | 218.40 | 13.1 | 262 | 0.238 | 33.1028 | -117.3157 | 1 | range_interpolation | 613 | Sand Shell Ave |  |  | Carlsbad | CA | San Diego County | 92011 | US | TIGER/LineÂ® dataset from the US Census Bureau
APCD2005-PTO-982944 | Active | 2009-07-31 | [34W] Registered Engine (Rule 12) | Bayshire Carlsbad Post Acute | Akram Audish | 3140 El Camino Real Carlsbad, CA | 92008 | C | EMERGENCY STANDBY ENGINE: GENERAC DIESEL ENGINE, MODEL 98AQ1240-S, S/N 2040564, RATED AT 320 BHP, DRIVING A GENERATOR. (982944-CCN-4/05) 17CCR93115 SJE12/05 | 1 | 0 | 0 | 0 | 1 | Diesel |  | 320 | 238.624 | 2022-01-01 | 433.00 | 2022-01-01 | 435.90 | 2.9 | 692.0096 | 0.62862 | 33.1743 | -117.324 | 1 | rooftop | 3140 | El Camino Real |  |  | Carlsbad | CA | San Diego County | 92008 | US | San Diego Geographic Information Source - JPA
APCD2005-PTO-982945 | Active | 2009-07-31 | [34W] Registered Engine (Rule 12) | Villa Rancho Bernardo Health Care Center | Joseph Franz | 15720 Bernardo Center Drive San Diego, CA | 92127 | F | INTERNAL COMBUSTION ENGINE. MAKE: CUMMINS. MODEL: NT855C5. SERIAL NO.: 11449759. BHP RATING: 380 HP. DIESEL FUELED. EQUIPPED WITH A TURBO-HARGER. DRIVES AN ELECTRICAL EMERGENCY GENERATOR RATED AT 280 KW. JFTNEWJUN1005 | 1 | 0 | 0 | 0 | 1 | Diesel | 280 | 59 | 280 | 2021-10-13 | 419.90 | 2021-10-13 | 428.50 | 8.6 | 2408 | 2.1874 | 33.0057 | -117.0939 | 1 | rooftop | 15720 | Bernardo Center Dr |  |  | San Diego | CA | San Diego County | 92127 | US | San Diego Geographic Information Source - JPA
APCD2005-PTO-983151 | Active | 2009-07-31 | [34W] Registered Engine (Rule 12) | The Center for Endoscopy LLC | Joshua Hotz | 3921 Waring Rd.,Ste B OCEANSIDE, CA | 92056 | C | INTERNAL COMBUSTION ENGINE. MAKE: JOHN DEERE. MODEL: 6059TF001. SERIAL NO.:T06059T340745. BHP RATING: 133 HP. DIESEL FUELED. EQUIPPED WITH A TURBOCHARGER. DRIVES AN ELECTRICAL EMERGENCY GENERATOR RATED AT 80 KW.JFTNEWJUN2405 | 1 | 0 | 0 | 0 | 1 | Diesel | 80 | 45 | 80 | 2022-03-30 | 863.20 | 2022-03-30 | 865.70 | 2.5 | 200 | 0.18168 | 33.1873 | -117.2895 | 1 | rooftop | 3921 | Waring Rd | Ste | B | Oceanside | CA | San Diego County | 92056 | US | San Diego Geographic Information Source - JPA
APCD2005-PTO-983187 | Active | 2009-07-31 | [34W] Registered Engine (Rule 12) | Castle Manor Nursing & Rehabilitation Center | Facility Manager | 541 V Ave National City, CA | 91950 | Q | INTERNAL COMBUSTION ENGINE. MAKE: CUMMINS. MODEL 63T-5.9. SERIAL NO.: 44185370. BHP RATING: 166 HP. DIESEL FUELED. EQUIPPED WITH A TURBOCHARGER. DRIVES AN ELECTRICAL EMERGENCY GENERATOR. JFT NEW JUN 24 05 | 1 | 0 | 0 | 0 | 1 | Diesel |  | 70 | 52.199 | 2021-10-22 | 138.10 | 2021-10-22 | 176.20 | 38.1 | 1988.7819 | 1.8066 | 32.6844 | -117.0848 | 1 | rooftop | 541 | V Ave |  |  | National City | CA | San Diego County | 91950 | US | San Diego Geographic Information Source - JPA
APCD2005-PTO-983744 | Active | 2009-07-31 | [34W] Registered Engine (Rule 12) | Ramona Municipal Water District | Owner Manager | 125 North 2nd St Ramona, CA | 92065 | F | INTERNAL COMBUSTION ENGINE. MAKE: JOHN DEERE. MODEL: 6059TF002. SERIAL NO.: CD6059T358349. BHP: 150 HP. DIESEL FUELED. DRIVES AN ELECTRICAL EMERGENCY GENERATOR.JFTNEWNOV1605 | 1 | 0 | 0 | 0 | 1 | Diesel |  | 49 | 36.5393 | 2021-12-02 | 287.60 | 2021-12-02 | 304.70 | 17.1 | 624.822 | 0.56758 | 33.0501 | -116.8577 | 1 | range_interpolation | 125 | 2nd St |  |  | Ramona | CA | San Diego County | 92065 | US | TIGER/LineÂ® dataset from the US Census Bureau
APCD2006-PTO-030681 | Active | 2009-07-31 | [34C] Emergency Standby Engine | SD Marriott Hotel & Marina | Facility Manager | 333 Harbor Dr W San Diego, CA | 92101 | N | EMERGENCY GENERATOR: CUMMINS MODEL VTA1710GS2 ENGINE NO. 37106471, 900 HP. RATED 600 KW, DIESEL-FIRED, S/N MM-19-50109-11/8-1(APPL #30681/JJS) 0384 NO APP 17CCR93115 SJE8/06 | 1 | 0 | 0 | 0 | 1 | Diesel | 600 | 900 | 600 | [5 empty] | 0 | 0 | 32.7062 | -117.1595 | 1 | range_interpolation | 333 | Harbor Dr |  |  | San Diego | CA | San Diego County | 92101 | US | TIGER/LineÂ® dataset from the US Census Bureau
APCD2006-PTO-976058 | Active | 2009-07-31 | [34H] California Certified Emergency Standby Engine | United States Marine Corps | Mark Bonsavage | Bldg 27920 Sequoia Rd Camp Pendleton, CA | 92055 | A | Emergency Diesel Engine Generator: FPT (Generac), Model F4GE9485A*J (SD080), 131 BHP, S/N 01699446, Engine Family KFPXL06.7DGB, Tier 3 certified; driving an 80-kW emergency electrical generator. | 1 | 0 | 0 | 0 | 1 | Diesel | 80 | 131 | 80 | [5 empty] | 0 | 0 | 33.3877 | -117.4448 | 0.5 | place |  |  |  |  | Camp Pendleton | CA | San Diego County | 92055 | US | TIGER/LineÂ® dataset from the US Census Bureau
APCD2006-PTO-976063 | Active | 2009-07-31 | [34H] California Certified Emergency Standby Engine | United States Marine Corps | Mark Bonsavage | Bldg 52710 Basilone Rd Camp Pendleton, CA | 92055 | A | Emergency Diesel Engine Generator: FPT, Model F4GE9685A*J, 198 BHP, S/N 01633860, Engine Family JFPXL06.7DGB, Tier 3 certified; driving a 130-kW Generac SD130 emergency electrical generator. | 1 | 0 | 0 | 0 | 1 | Diesel | 130 | 198 | 130 | [5 empty] | 0 | 0 | 33.3973 | -117.5288 | 0.7 | street_center |  | Basilone Rd |  |  | Camp Pendleton | CA | San Diego County | 92055 | US | TIGER/LineÂ® dataset from the US Census Bureau
APCD2006-PTO-976143 | Active | 2009-07-31 | [34C] Emergency Standby Engine | Vi at La Jolla Village | Owner Manager | 8515 Costa Verde Blvd San Diego, CA | 92122 | H | EMERGENCY ENGINE: PERKINS, MODEL 1306-E78TA, DIESEL FIRED, TURBOCHARGED, AFTERCOOLED 325 BHP, DRIVING A 200-KW ELECTRIC GENERATOR. (976143 ALC 07/02) 17CCR93115 SJE 12/05 | 1 | 0 | 0 | 0 | 1 | Diesel | 200 | 325 | 200 | 2022-07-06 | 296.50 | 2022-07-06 | 301.50 | 5 | 1000 | 0.90839 | 32.8683 | -117.2164 | 1 | rooftop | 8515 | Costa Verde Blvd |  |  | San Diego | CA | San Diego County | 92122 | US | San Diego Geographic Information Source - JPA
APCD2006-PTO-976161 | Active | 2009-07-31 | [34C] Emergency Standby Engine | Pacific Bell | Facility Manager | 880 Palm Canyon Dr Borrego Springs, CA | 92004 | D | EMERGENCY STANDBY ENGINE GENERATOR, MFR: JOHN DEERE, MODEL 6081A, DIESEL, 250 HP, TURBOCHARGED, S/N RG6081A127591, DRIVING A 150 KW GENERATOR. | 1 | 0 | 0 | 0 | 1 | Diesel | 150 | 250 | 150 | 2021-11-05 | 487.50 | 2021-11-05 | 510.60 | 23.1 | 3465 | 3.1476 | 33.2571 | -116.367 | 1 | rooftop | 880 | Palm Canyon Dr |  |  | Borrego Springs | CA | San Diego County | 92004 | US | San Diego Geographic Information Source - JPA
APCD2006-PTO-976234 | Active | 2009-07-31 | [34C] Emergency Standby Engine | TE Connectivity | Juan Mellado | 3390 Alex Road Oceanside, CA | 92058 | A | CATERPILLAR DIESEL ENGINE MODEL 3406C DITA, 519 HP, TURBOCHARGED, AFTERCOOLED, S/N 1LS01494, ENGINE FAMILY # YCPXL14.6MRJ, ENGINE YEAR 2001. 976234AFS06AUG2001 9/19/01 CONDITION CORRECTION AFS17CCR93115SJE10/05 | 1 | 0 | 0 | 0 | 1 | Diesel |  | 519 | 387.0183 | 2021-11-10 | 0.00 | 2021-11-10 | 0.00 | 0 | 0 | 0 | 33.2215 | -117.3451 | 0.81 | nearest_rooftop_match | 3300 | Alex Rd |  |  | Oceanside | CA | San Diego County | 92058 | US | San Diego Geographic Information Source - JPA
APCD2006-PTO-976238 | Active | 2009-07-31 | [34C] Emergency Standby Engine | NBTK Holdings, LP & Kavenish LTD, LP | Tami Lozier | 10790 Roselle St San Diego, CA | 92121 | G | EMERGENCY STANDBY ENGINE: ONE (1) 135 BHP CUMMINS MODEL 6BT5.9 G-1 DIESEL FIRED ENGINE, S/N 44712207, WITH TURBOCHARGING AND 4 DEGREES TIMING RETARD DRIVING A 75 KW GENERATOR. 976238 EAD 061203 | 1 | 0 | 0 | 0 | 1 | Diesel | 75 | 135 | 75 | 2021-12-31 | 212.40 | 2022-03-23 | 236.60 | 24.2 | 1815 | 1.6487 | 32.8981 | -117.2238 | 1 | rooftop | 10790 | Roselle St |  |  | San Diego | CA | San Diego County | 92121 | US | San Diego Geographic Information Source - JPA
APCD2006-PTO-976255 | Active | 2009-07-31 | [34C] Emergency Standby Engine | Westgate Hotel | Facility Manager | 1055 2nd Av San Diego, CA | 92101 | N | EMERGENCY ENGINE: CATERPILLAR, MODEL 3208DIT, DIESEL FIRED, TURBOCHARGED, 263 BHP, WITH CATALYTIC DIESEL PARTICULATE FILTERS, S/N 5YF03951, DRIVING A 175-KW ELECTRIC GENERATOR.(976255 ALC 11/02) 17CCR93115 SJE10/05 | 1 | 0 | 0 | 0 | 1 | Diesel | 175 | 263 | 175 | 2021-11-04 | 126.00 | 2022-06-17 | 135.00 | 9 | 1575 | 1.4307 | 32.7164 | -117.1625 | 1 | rooftop | 1055 | 2nd Ave |  |  | San Diego | CA | San Diego County | 92101 | US | San Diego Geographic Information Source - JPA
APCD2006-PTO-976256 | Active | 2009-07-31 | [34C] Emergency Standby Engine | Westgate Hotel | Facility Manager | 1055 2nd Av San Diego, CA | 92101 | N | EMERGENCY ENGINE: CATERPILLAR, MODEL 3208DIT, DIESEL FIRED, TURBOCHARGED, 263 BHP, WITH CATALYTIC DIESEL PARTICULATE FILTERS, S/N 5YF03952, DRIVING A 175-KW ELECTRIC GENERATOR. (976256 ALC 11/02) 17CCR93115 SJE10/05 | 1 | 0 | 0 | 0 | 1 | Diesel | 175 | 263 | 175 | 2021-11-04 | 93.00 | 2022-06-17 | 103.00 | 10 | 1750 | 1.5897 | 32.7164 | -117.1625 | 1 | rooftop | 1055 | 2nd Ave |  |  | San Diego | CA | San Diego County | 92101 | US | San Diego Geographic Information Source - JPA
APCD2006-PTO-976280 | Active | 2009-07-31 | [34C] Emergency Standby Engine | HP Inc. | EHS | 16399 West Bernardo Dr San Diego, CA | 92127 | F | EMERGENCY STANDBY ENGINE: DETROIT DIESEL MODEL 6063TK35, S/N 06R0624565, 490 HP, TURBOCHARGED, EPA CERTIFICATE NO. DDX-NR7-01-10, EPA FAMILY NO. 1 DDXL12.7VGD, YEAR:2001. 976280AFS19SEP200117CCR93115SJE10/05 | 1 | 0 | 0 | 0 | 1 | Diesel |  | 490 | 365.393 | 2022-03-09 | 268.10 | 2022-03-09 | 269.40 | 1.3 | 475.0109 | 0.4315 | 33.0116 | -117.0872 | 1 | rooftop | 16399 | W Bernardo Dr W |  |  | San Diego | CA | San Diego County | 92127 | US | City of San Diego
APCD2006-PTO-976290 | Active | 2009-07-31 | [34C] Emergency Standby Engine | Coronado Shores Condominium Assn #1 | Facility Manager | 1730 Avenida Del Mundo Coronado, CA | 92118 | O | GENERAC DIESEL ENGINE MODEL 7.5DTA SD155, 192 HP, TURBOCHARGED, AFTERCOOLED, S/N 2062731, CARB U-R-17-7; CATALYTIC CONVERTER: NETT TECHNOLOGIES, MODEL 422, S/N CEP 349162. 976290AFS06AUG20019/19/01 CONDITION CORRECTION AFS17CCR93115SJE10/05 | 1 | 0 | 0 | 0 | 1 | Diesel |  | 192 | 143.1744 | 2021-07-21 | 14.60 | 2022-07-08 | 210.20 | 195.6 | 28004.9126 | 25.4395 | 32.6776 | -117.1756 | 1 | rooftop | 1730 | Avenida Del Mundo |  |  | Coronado | CA | San Diego County | 92118 | US | San Diego Geographic Information Source - JPA
APCD2006-PTO-976352 | Active | 2009-07-31 | [34H] California Certified Emergency Standby Engine | Renaissance Owners Association | Facility Manager | 645 Front St San Diego, CA | 92101 | N | EMERGENCY STANDBY ENGINE: CATERPILLAR DIESEL ENGINE, MODEL 3508B, S/N 1FZ00817, 1480 BHP, EPA TIER 1 CERTIFIED OF ENGINE FAMILY NUMBER 1CPXL34.5ERK, EQUIPPED WITH TURBOCHARGER, AFTERCOOLER, DRIVING A 1000 KW GENERATOR, S/N 2DMO1825. (976352-CCN-7/02) 17CCR93115 SJE11/05 | 1 | 0 | 0 | 0 | 1 | Diesel | 1000 | 1480 | 1000 | 2022-09-06 | 172.00 | 2022-09-06 | 180.00 | 8 | 8000 | 7.2671 | 32.7118 | -117.1645 | 1 | rooftop | 645 | Front St |  |  | San Diego | CA | San Diego County | 92101 | US | San Diego Geographic Information Source - JPA
APCD2006-PTO-976358 | Active | 2009-07-31 | [34H] California Certified Emergency Standby Engine | General Atomics | Vera Mitrofski | 3550 General Atomics Court San Diego, CA | 92121 | G | EMERGENCY STANDBY ENGINE: DAEWOO DIESEL ENGINE, MODEL P222 LE, S/N 105974, 846 BHP, EPA TIER 1 CERTIFIED OF ENGINE FAMILY NUMBER YDWXL21. 9AYA, EQUIPPED WITH TURBOCHARGER, AFTERCOOLER, 4 DEGREE TIMING RETARD, DRIVING A 600 KW GENERATOR. (976358-CCN-11/01)17CCR93115 SJE10/05 | 1 | 0 | 0 | 0 | 1 | Diesel | 600 | 846 | 600 | 2021-12-31 | 203.40 | 2022-06-17 | 223.00 | 19.6 | 11760 | 10.6827 | 32.8939 | -117.2361 | 1 | rooftop | 3550 | General Atomics Ct |  |  | San Diego | CA | San Diego County | 92121 | US | Sandoval
APCD2006-PTO-976445 | Active | 2009-07-31 | [34H] California Certified Emergency Standby Engine | Youngevity | Facility Manager | 2400 Boswell Chula Vista, CA | 91914 | Q | EMERGENCY STANDBY ENGINE: GENERAC DIESEL ENGINE, MODEL 40DT, S/N W04D A40331, 96 BHP, EPA TIER 1 CERTIFIED OF ENGINE FAMILY NUMBER 1GNXL04.0HAA, EQUIPPED WITH TURBOCHARGER, DRIVING A 60 KW GENERATOR (S/N 2063903) (976445-CCN-5/02) 17CCR93115 SJE10/05 | 1 | 0 | 0 | 0 | 1 | Diesel | 60 | 96 | 60 | [5 empty] | 0 | 0 | 32.6545 | -116.9615 | 1 | rooftop | 2400 | Boswell Rd |  |  | Chula Vista | CA | San Diego County | 91914 | US | San Diego Geographic Information Source - JPA
APCD2006-PTO-976453 | Active | 2009-07-31 | [34W] Registered Engine (Rule 12) | SDG&E CO |  | 904 MAIN ST W EL CAJON, CA | 92020 | L | EMERGENCY STANDBY ENGINE, 66 HP JOHN DEERE DIESEL ENGINE, MODEL 4039 DF, S/N CD4039D188223 17CCR93115 SJE 11/05, 976453 EFH 08/01 | 1 | 0 | 0 | 0 | 1 | Diesel |  | 66 | 49.2162 | [5 empty] | 0 | 0 | 32.7969 | -116.9734 | 0.9 | rooftop | 904 | W Main St |  |  | El Cajon | CA | San Diego County | 92020 | US | San Diego Geographic Information Source - JPA
APCD2008-PTO-985573 | Active | 2009-07-31 | [34H] California Certified Emergency Standby Engine | Aria HOA | Margot Svaez | 1441 Ninth Ave San Diego, CA | 92101 | N | EMERGENCY STANDBY ENGINE: DETROIT DIESEL ENGINE, MODEL 12V2000 G84 R1238A36, S/N 5352005243, RATED AT 1120 BHP, MODEL YEAR 2007, EPA TIER 2 CERTIFIED OF ENGINE FAMILY NUMBER 7 MDDL31.8XRR, DRIVING A 750 KW GENERATOR.(985573-EAD-12/07) | 1 | 0 | 0 | 0 | 1 | Diesel | 750 | 1120 | 750 | 2021-09-15 | 74.60 | 2021-09-15 | 77.90 | 3.3 | 2475 | 2.2483 | 32.7204 | -117.1561 | 1 | rooftop | 1441 | 9th Ave |  |  | San Diego | CA | San Diego County | 92101 | US | San Diego Geographic Information Source - JPA
APCD2008-PTO-985596 | Active | 2009-07-31 | [34H] California Certified Emergency Standby Engine | Alexandria Real Estate Equities | Clem Pascarella | 9880 Campus Point Drive San Diego, CA | 92121 | G | EMERGENCY STANDBY ENGINE: MITSUBISHI DIESEL ENGINE, MODEL S6R-Y2PTAW-1,S/N 61628, RATED AT 918 BHP, MODEL YEAR 2007, EPA TIER 2 CERTIFIED OF ENGINE FAMILY NUMBER 7MVXL24.5BBA, TURBOCHARGED, DRIVING A 600 KW GENERATOR (985596-CCN-2/08) | 1 | 0 | 0 | 0 | 1 | Diesel | 600 | 918 | 600 | 2021-08-19 | 97.50 | 2021-08-19 | 102.40 | 4.9 | 2940 | 2.6707 | 32.8851 | -117.2217 | 1 | rooftop | 9880 | Campus Point Dr |  |  | San Diego | CA | San Diego County | 92121 | US | San Diego Geographic Information Source - JPA
APCD2008-PTO-985600 | Active | 2009-07-31 | [34H] California Certified Emergency Standby Engine | Southern California Edison | Brian Metz | Hwy 101 Nuclear Gen Station Camp Pendleton, CA | 92058 | A | EMERGENCY ENGINE: CATERPILLAR, MODEL C15, DIESEL FIRED, 563 BHP, TURBOCHARGED, AFTERCOOLED, S/N FSE00871, ENGINE FAMILY NO. 6CPXL15.2ESK. (985600 ALC 04/08) | 1 | 0 | 0 | 0 | 1 | Diesel |  | 563 | 419.8291 | 2021-08-04 | 150.90 | 2021-08-04 | 150.90 | 0 | 0 | 0 | 33.3877 | -117.4448 | 0.5 | place |  |  |  |  | Camp Pendleton | CA | San Diego County | 92055 | US | TIGER/LineÂ® dataset from the US Census Bureau
APCD2008-PTO-985605 | Active | 2009-07-31 | [34H] California Certified Emergency Standby Engine | SDG&E CO |  | 904 MAIN ST W EL CAJON, CA | 92020 | L | EMERGENCY STANDBY ENGINE: JOHN DEERE DIESEL ENGINE: MODEL 3029TF270, S/N CD3029G101135, RATED AT 64 BHP, MODEL YEAR 2007, EPA TIER 2 CERTIFIED OF ENGINE FAMILY NUMBER 7JDXL02.9050, TURBOCHARGED, DRIVING A 33 KW GENERATOR. (985605-CCN-9/07) | 1 | 0 | 0 | 0 | 1 | Diesel | 33 | 64 | 33 | [5 empty] | 0 | 0 | 32.7969 | -116.9734 | 0.9 | rooftop | 904 | W Main St |  |  | El Cajon | CA | San Diego County | 92020 | US | San Diego Geographic Information Source - JPA
APCD2008-PTO-985607 | Active | 2009-07-31 | [34W] Registered Engine (Rule 12) | Hilton Garden Inn Mission Valley Stadium | Stacy Beagin | 3805 Murphy Canyon Rd San Diego, CA | 92123 | J | EMERGENCY ENGINE: JOHN DEERE SERIAL NUMBER T04039D409106 DIESEL-FIRED 52 BP MODEL NUMBER 4039DF001. (985607 ALC 01/08) | 1 | 0 | 0 | 0 | 1 | Diesel |  | 52 | 38.7764 | 2021-12-13 | 298.90 | 2022-07-05 | 311.40 | 12.5 | 484.705 | 0.4403 | 32.8119 | -117.1158 | 1 | rooftop | 3805 | Murphy Canyon Rd |  |  | San Diego | CA | San Diego County | 92123 | US | San Diego Geographic Information Source - JPA
APCD2008-PTO-985617 | Active | 2009-07-31 | [34H] California Certified Emergency Standby Engine | Padre Dam Municipal Water District | Facility Manager | 8810 Graves Avenue Santee, CA | 92071 | H | EMERGENCY DIESEL ENGINE: CATERPILLAR / C18, S/N: G7A01784 900 HP TIER 2 CERTIFIED OF FAMILY# 6CPXL18.1ESL TURBOCHARGED AFTERCOOLED DRIVING A600 KW GENERATOR. 985617-SJE-12/2007 | 1 | 0 | 0 | 0 | 1 | Diesel | 600 | 900 | 600 | 2022-01-01 | 190.60 | 2022-01-01 | 193.10 | 2.5 | 1500 | 1.3626 | 32.8356 | -116.9615 | 0.9 | range_interpolation | 8810 | Graves Ave |  |  | Santee | CA | San Diego County | 92071 | US | TIGER/LineÂ® dataset from the US Census Bureau
APCD2008-PTO-985640 | Active | 2009-07-31 | [34H] California Certified Emergency Standby Engine | USMC Base Military Support | AC/S Environmental Security | Building 240203 Camp Pendleton, CA | 92055 | A | EMERGENCY ENGINE: MFR: AB VOLVO PENTA, MODEL D500 / 16.1 B65, S/N D16 021382 C3 A, ENGINE FAMILY NO. 7VPXL16.1ACB, 757 BHP, DIESEL FIRED, TURBOCHARGED, AFTERCOOLED, MODEL YEAR 2007 985640/ALC BLDG 240201 Functional Group: Military Support (S) | 1 | 0 | 0 | 0 | 1 | Diesel |  | 757 | 564.4949 | [5 empty] | 0 | 0 | 33.3877 | -117.4448 | 0.5 | place |  |  |  |  | Camp Pendleton | CA | San Diego County | 92055 | US | TIGER/LineÂ® dataset from the US Census Bureau
APCD2008-PTO-985655 | Active | 2009-07-31 | [34H] California Certified Emergency Standby Engine | SCRIPPS RANCHO BERNARDO CLINIC EXPANSION |  | 15004 INNOVATION DR SAN DIEGO, CA | 92128 | F | EMERGENCY ENGINE GENERATOR, DETROIT DIESEL ENGINE, MODEL 60/606HV35, 550HP,YEAR 2007, EPA TIER 3, ENGINE FAMILY NUMBER 7DDXL14.OVLD, S/N 06R0987354, TURBOCHARGED AND AFTERCOOLED. APP# 985655 EFH | 1 | 0 | 0 | 0 | 1 | Diesel |  | 550 | 410.135 | 2022-03-30 | 174.40 | 2022-03-30 | 178.90 | 4.5 | 1845.6075 | 1.6765 | 32.9893 | -117.0777 | 1 | rooftop | 15004 | Innovation Dr |  |  | San Diego | CA | San Diego County | 92128 | US | San Diego Geographic Information Source - JPA
APCD2008-PTO-985669 | Active | 2009-07-31 | [34H] California Certified Emergency Standby Engine | Kyocera International Inc | Kathryn Phin | 8611 Balboa Ave San Diego, CA | 92123 | J | EMERGENCY ENGINE: CATERPILLAR, MODEL C15, 563 BHP, DIESEL FIRED, TIER 3, TURBOCHARGED, AFTERCOOLED, S/N C5E 00841, ENGINE FAMILY NO 6CPXL15.2ESK.(985669 ALC 11/08) | 1 | 0 | 0 | 0 | 1 | Diesel |  | 563 | 419.8291 | 2021-09-08 | 334.50 | 2021-09-08 | 335.80 | 1.3 | 545.7778 | 0.49578 | 32.82 | -117.1419 | 1 | rooftop | 8611 | Balboa Ave |  |  | San Diego | CA | San Diego County | 92123 | US | San Diego Geographic Information Source - JPA
APCD2008-PTO-985676 | Active | 2009-07-31 | [34H] California Certified Emergency Standby Engine | Bioserv Corporation | Lance Steverson | 5340 Eastgate Mall San Diego, CA | 92121 | G | EMERGENCY DIESEL ENGINE: DETROIT DIESEL / SERIES 60 / 6063-HV35, S/N: 06R0982887, 550 HP, TIER 3 CERTIFIED OF FAMILY, # 7DDXL14.0VLD, TURBOCHARGED, AFTERCOOLED, DRIVING A 355 KW GENERATOR, WITH VERTICAL UNOBSTRUCTED EXHAUST. 985676/SJE | 1 | 0 | 0 | 0 | 1 | Diesel | 355 | 550 | 355 | 2021-12-14 | 99.10 | 2021-12-14 | 109.00 | 9.9 | 3514.5 | 3.1925 | 32.883 | -117.1904 | 1 | rooftop | 5340 | Eastgate Mall |  |  | San Diego | CA | San Diego County | 92121 | US | San Diego Geographic Information Source - JPA
APCD2008-PTO-985712 | Active | 2009-07-31 | [34H] California Certified Emergency Standby Engine | USMC Base Public Utilities U02 | Air Quality Section | Building 22029 Camp Pendleton, CA | 92055 | A | INTERNAL COMBUSTION ENGINE. MAKE: JOHN DEERE, MODEL: 3029TF270, SERIAL NO.: PE3029T650808. BHP RATING: 64 HP, DIESEL ENGINE, TURBOCHARGED. ENGINE FAMILY 7JDXL02.9050. DRIVES AN ELECTRICAL EMERGENCY GENERATOR RATED AT 34 KW. 985712/JFT, CORRECT S/N OCT. 2008 Bldg. No. 22029 | 1 | 0 | 0 | 0 | 1 | Diesel | 34 | 64 | 34 | [5 empty] | 0 | 0 | 33.3877 | -117.4448 | 0.5 | place |  |  |  |  | Camp Pendleton | CA | San Diego County | 92055 | US | TIGER/LineÂ® dataset from the US Census Bureau
APCD2008-PTO-985713 | Active | 2009-07-31 | [34H] California Certified Emergency Standby Engine | USMC Base Public Utilities U05 | Air Quality Section | Building 31000924 Camp Pendleton, CA | 92055 | A | INTERNAL COMBUSTION ENGINE: MAKE: JOHN DEERE, MODEL: 3029TF270, SERIAL NO: PE3029T637259, BHP RATING: 64 HP, DIESEL ENGINE, TURBOCHARGED, ENGINE FAMILY 7JDXL02.9050, DRIVES AN ELECTRICAL EMERGENCY GENERATOR RATED AT 34KWJFT JUN/08 BLDG 31000924 | 1 | 0 | 0 | 0 | 1 | Diesel | 34 | 59 | 34 | [5 empty] | 0 | 0 | 33.3877 | -117.4448 | 0.5 | place |  |  |  |  | Camp Pendleton | CA | San Diego County | 92055 | US | TIGER/LineÂ® dataset from the US Census Bureau
APCD2008-PTO-985714 | Active | 2009-07-31 | [34H] California Certified Emergency Standby Engine | USMC Base Public Utilities U02 | Air Quality Section | Building 22070 Camp Pendleton, CA | 92055 | A | INTERNAL COMBUSTION DIESEL ENGINE. MAKE: JOHN DEERE, MODEL: 3029TF270, S/N: PE3029T650770, FAMILY: 7JDXL02.9050, 64 BHP, TURBOCHARGED. DRIVES AN ELECTRICAL EMERGENCY GENERATOR RATED AT 34 KW. JFT JUN/08 Bldg. No. 22070 | 1 | 0 | 0 | 0 | 1 | Diesel | 34 | 64 | 34 | [5 empty] | 0 | 0 | 33.3877 | -117.4448 | 0.5 | place |  |  |  |  | Camp Pendleton | CA | San Diego County | 92055 | US | TIGER/LineÂ® dataset from the US Census Bureau
APCD2008-PTO-985715 | Active | 2009-07-31 | [34H] California Certified Emergency Standby Engine | USMC Base Public Utilities U05 | Air Quality Section | Building 310772 Camp Pendleton, CA | 92055 | A | INTERNAL COMBUSTION ENGINE. MAKE: JOHN DEERE, MODEL: 3029TF270, SERIAL NO.: CD3029G101827. BHP RATING: 64 HP, DIESEL ENGINE, TURBOCHARGED, ENGINE FAMILY 7JDXLO2.9050, DRIVES A 34 KW ELECTRICAL EMERGENCY GENERATOR JFT JUN/08 BLDG 310772 (MCRD) | 1 | 0 | 0 | 0 | 1 | Diesel | 34 | 27 | 34 | [5 empty] | 0 | 0 | 33.3877 | -117.4448 | 0.5 | place |  |  |  |  | Camp Pendleton | CA | San Diego County | 92055 | US | TIGER/LineÂ® dataset from the US Census Bureau
APCD2015-PTO-002440 | Active | 2015-10-06 | [34H] California Certified Emergency Standby Engine | Otay Mesa Detention Center | Richard Crouch | 7488 Calzada de la Fuente San Diego, CA | 92154 | S | Emergency Diesel Engine: Detroit Diesel/MTU, Model 16V2000 G45, 1354 BHP, S/N 5362010982, Model Year 2014, Tier 2 Certified, Engine Family No. EMDDL3508GRR, with a stack height of at least 15 feet, driving an emergency generator. | 1 | 0 | 0 | 0 | 1 | Diesel |  | 1354 | 1009.6778 | 2021-06-10 | 211.90 | 2022-08-10 | 267.10 | 55.2 | 55734.2146 | 50.6286 | 32.5738 | -116.9179 | 0.68 | nearest_rooftop_match | 7363 | Calzada De La Fuente |  |  | San Diego | CA | San Diego County | 92154 | US | San Diego Geographic Information Source - JPA
APCD2015-PTO-002442 | Active | 2015-10-09 | [34H] California Certified Emergency Standby Engine | Naval Information Warfare Center Pacific |  | 53560 Hull Street San Diego, CA | 92152 | I | Emergency standby engine: Perkins/Caterpillar diesel engine, Model 2506C-E15TAG3, S/N MGDF5333N01064A , rated at 762 bhp, Model Year 2015, Tier 2 certified of Engine Family Number FCPXL15.2NZS, driving a 500 KW generator. Functional Group - Research, Development, Test, and Evaluation (RDT&E). | 1 | 0 | 0 | 0 | 1 | Diesel | 500 | 762 | 500 | 2022-07-07 | 16.30 | 2022-07-07 | 16.80 | 0.5 | 250 | 0.2271 | 32.724 | -117.2479 | 0.7 | street_center |  | Hill St |  |  | San Diego | CA | San Diego County | 92107 | US | TIGER/LineÂ® dataset from the US Census Bureau
APCD2015-PTO-002443 | Active | 2015-10-13 | [34H] California Certified Emergency Standby Engine | City of Coronado | Bill Cecil | 100 Coronado Cays Blvd Coronado, CA | 92118 | O | Emergency standby engine: John Deere diesel engine, Model 6068HFG85, S/N PE6068L956597, rated at 318 bhp, Model Year 2014, Tier 3 certified of Engine Family Number EJDXL13.5103, driving a 200 KW generator. | 1 | 0 | 0 | 0 | 1 | Diesel | 200 | 318 | 200 | 2022-01-12 | 88.90 | 2022-01-12 | 88.90 | 0 | 0 | 0 | 32.6297 | -117.1381 | 0.7 | street_center |  | Coronado Cays Blvd |  |  | Coronado | CA | San Diego County | 92118 | US | TIGER/LineÂ® dataset from the US Census Bureau
APCD2015-PTO-002445 | Active | 2015-10-15 | [34H] California Certified Emergency Standby Engine | USN | Stephen Frey | Pier 180, NavSta Pt Loma San Diego, CA | 92106 | I | Emergency standby engine: John Deere diesel engine, Model 4045HFC28 (S/N: PE4045L235179), rated at 130 BHP, Model Year 2013, EPA Tier 3 certified of Engine Family Number DJDXL04.5119, driving a 1500 GPM fire pump. Equipped with turbocharger. | 1 | 0 | 0 | 0 | 1 | Diesel |  | 130 | 96.941 | 2021-09-16 | 10.38 | 2021-09-16 | 13.03 | 2.65 | 256.8936 | 0.23336 | 32.7241 | -117.1709 | 0.5 | place |  |  |  |  | San Diego | CA | San Diego County | 92101 | US | TIGER/LineÂ® dataset from the US Census Bureau
APCD2015-PTO-002453 | Active | 2015-10-20 | [34H] California Certified Emergency Standby Engine | USN | Stephen Frey | Pier 180, NavSta Pt Loma San Diego, CA | 92106 | I | Emergency standby engine: John Deere diesel engine, Model 4045HFC28 (S/N: PE4045L228442), rated at 130 BHP, Model Year 2012, EPA Tier 3 certified of Engine Family Number CJDXL04.5119, driving a 1500 GPM fire pump. Equipped with turbocharger. | 1 | 0 | 0 | 0 | 1 | Diesel |  | 130 | 96.941 | 2021-09-16 | 12.34 | 2021-09-16 | 14.12 | 1.78 | 172.555 | 0.15675 | 32.7241 | -117.1709 | 0.5 | place |  |  |  |  | San Diego | CA | San Diego County | 92101 | US | TIGER/LineÂ® dataset from the US Census Bureau
APCD2015-PTO-002454 | Active | 2015-10-22 | [34H] California Certified Emergency Standby Engine | Rincon del Diablo Municipal Water District | Douglas McCartney | 2886 Harmony Grove Road Escondido, CA | 92029 | D | Emergency Diesel Engine: John Deere, Model 4045HF285I, 159 BHP, turbocharged, aftercooled, S/N PE4045L267517, Model Year 2014, Tier 3 Certified, Engine Family No. EJDXL04.5119, driving an emergency generator. | 1 | 0 | 0 | 0 | 1 | Diesel |  | 159 | 118.5663 | 2021-12-31 | 46.60 | 2022-01-25 | 63.30 | 16.7 | 1980.0572 | 1.7987 | 33.0996 | -117.1328 | 1 | rooftop | 2886 | Harmony Grove Rd |  |  | Escondido | CA | San Diego County | 92029 | US | San Diego Geographic Information Source - JPA
APCD2015-PTO-002455 | Active | 2015-10-22 | [34H] California Certified Emergency Standby Engine | Island Hospitality Management X LLC | Hayden Schlosser | 453 6th Avenue San Diego, CA | 92101 | N | Emergency Diesel Engine: John Deere, Model 6090HFG86, 463 BHP, turbocharged, aftercooled, S/N RG6090L121509, Model Year 2014, Tier 3 Certified, Engine Family No. EJDXL09.0114, driving an emergency generator. | 1 | 0 | 0 | 0 | 1 | Diesel |  | 463 | 345.2591 | [5 empty] | 0 | 0 | 32.7101 | -117.1589 | 1 | rooftop | 453 | 6th Ave |  |  | San Diego | CA | San Diego County | 92101 | US | San Diego Geographic Information Source - JPA
APCD2015-PTO-002456 | Active | 2015-10-23 | [34H] California Certified Emergency Standby Engine | Kaiser Foundation Hospitals | Michael English | SDMC Energy Center,9455 Clairemont Mesa Blvd San Diego, CA | 92123 | J | Emergency standby engine: Caterpillar diesel engine, Model 3516 DITA (S/N: DD500431) , rated at 3634 BHP, Model Year 2013, EPA Tier 2 certified, Engine Family Number DCPXL15.1NZS, driving a 2500 KW generator. Equipped with a Johnson Matthey Model CRT(+)24-H-BITO-CS-24/24-RT (S/N: 169582-1) diesel particulate filter. | 1 | 0 | 0 | 0 | 1 | Diesel | 500 | 3634 | 500 | [5 empty] | 0 | 0 | 32.8307 | -117.1259 | 1 | rooftop | 9455 | Clairemont Mesa Blvd |  |  | San Diego | CA | San Diego County | 92123 | US | San Diego Geographic Information Source - JPA
APCD2015-PTO-002457 | Active | 2015-10-23 | [34H] California Certified Emergency Standby Engine | Kaiser Foundation Hospitals | Michael English | SDMC Energy Center,9455 Clairemont Mesa Blvd San Diego, CA | 92123 | J | Emergency standby engine: Caterpillar diesel engine, Model 3516 DITA (S/N: DD500426), rated at 3634 BHP, Model Year 2013, EPA Tier 2 certified, Engine Family Number DCPXL78.1NZS, driving a 2500 KW generator. Equipped with a Johnson Matthey Model CRT(+)24-H-BITO-CS-24/24-RT (S/N: 169582-2) diesel particulate filter. | 1 | 0 | 0 | 0 | 1 | Diesel | 500 | 3634 | 500 | [5 empty] | 0 | 0 | 32.8307 | -117.1259 | 1 | rooftop | 9455 | Clairemont Mesa Blvd |  |  | San Diego | CA | San Diego County | 92123 | US | San Diego Geographic Information Source - JPA
APCD2015-PTO-002458 | Active | 2015-10-23 | [34H] California Certified Emergency Standby Engine | Kaiser Foundation Hospitals | Michael English | SDMC Energy Center,9455 Clairemont Mesa Blvd San Diego, CA | 92123 | J | Emergency standby engine: Caterpillar diesel engine, Model 3516 DITA (S/N: DD500428), rated at 3634 BHP, Model Year 2013, EPA Tier 2 certified, Engine Family Number DCPXL78.1NZS, driving a 2500 KW generator. Equipped with a Johnson Matthey, Model CRT(+)24-H-BITO-CS-24/24-RT (S/N: 189582-3) diesel particulate filter. | 1 | 0 | 0 | 0 | 1 | Diesel | 500 | 3634 | 500 | [5 empty] | 0 | 0 | 32.8307 | -117.1259 | 1 | rooftop | 9455 | Clairemont Mesa Blvd |  |  | San Diego | CA | San Diego County | 92123 | US | San Diego Geographic Information Source - JPA
APCD2015-PTO-002459 | Active | 2015-10-27 | [34H] California Certified Emergency Standby Engine | Richard J Donovan Correctional Facility | Daniel McCourt | 480 Alta Rd San Diego, CA | 92179 | R | Emergency standby engine: FPT, Model F4GE9485A, S/N J602-01236313, rated at 132 bhp, Model Year 2014, Tier 3 certified of Engine Family Number EFPXL06.7DGB, driving an 80 kw generator. | 0 | 0 | 0 | 0 | 0 | Unknown | 80 | 132 | 80 | 2021-09-09 |  | 2021-09-09 |  |  | 0 | 0 | 32.5811 | -116.9272 | 1 | rooftop | 480 | Alta Rd |  |  | San Diego | CA | San Diego County | 92179 | US | San Diego Geographic Information Source - JPA
APCD2015-PTO-002460 | Active | 2015-10-28 | [34H] California Certified Emergency Standby Engine | Boulevard Fire Station No. 47 | Kevin OLeary | 40080 Ribbonwood Road Boulevard, CA | 91905 | R | Emergency standby engine: John Deere diesel engine, Model 4045HF285, S/N PE4045L274402, rated at 197 bhp, Model Year 2015, Tier 3 certified of Engine Family Number FJDXL06.8120, driving a 125 KW generator. | 1 | 0 | 0 | 0 | 1 | Diesel | 125 | 197 | 125 | 2021-05-27 | 239.90 | 2022-03-15 | 294.90 | 55 | 6875 | 6.2452 | 32.6733 | -116.2903 | 0.9 | range_interpolation | 40080 | Ribbonwood Rd |  |  | Boulevard | CA | San Diego County | 91905 | US | TIGER/LineÂ® dataset from the US Census Bureau
APCD2015-PTO-002463 | Active | 2015-11-05 | [34H] California Certified Emergency Standby Engine | DaVita Healthcare Partners Inc | Rechie Albano | 1445 30th Street San Diego, CA | 92154 | S | Emergency Engine Generator: John Deere Diesel Engine, Model 6135HFG84, rated at 617 bhp, Model Year 2014, S/N RG6135LO28761, EPA Tier 3 Certified Engine, Family Number EJDX13.5146, driving a 460 KW Electrical Generator. | 1 | 0 | 0 | 0 | 1 | Diesel | 460 | 617 | 460 | 2022-02-02 | 187.80 | 2022-02-02 | 207.40 | 19.6 | 9016 | 8.1901 | 32.721 | -117.13 | 1 | rooftop | 1445 | 30th St |  |  | National City | CA | San Diego County | 91950 | US | San Diego Geographic Information Source - JPA
APCD2016-PTO-002512 | Active | 2014-02-13 | [34H] California Certified Emergency Standby Engine | Congregational Tower Partners LP | Jennifer Hart | 288 F Street Chula Vista, CA | 91910 | Q | Emergency Engine Generator: Iveco/FPT Diesel Engine, Model F3AE9685A-E, S/N IVECO #E003-199255, rated at 480 bhp, Model Year 2013, EPA Tier 3 Certified Engine, Family Number DPFPXL10.3TR3, Turbocharged and Aftercooled, Engine powers a 300 KW Generator, Engine retrofitted with a Miratech Corporation Diesel Particulate Filter, Model LTR DOC/DPF | 1 | 0 | 0 | 0 | 1 | Diesel | 300 | 480 | 300 | [5 empty] | 0 | 0 | 32.6411 | -117.079 | 1 | rooftop | 288 | F St |  |  | Chula Vista | CA | San Diego County | 91910 | US | San Diego Geographic Information Source - JPA
APCD2006-PTO-977085 | Retired | 2009-07-31 09:28 | [34H] California Certified Emergency Standby Engine | Santa Barbara Tax Products Group | Kenneh Moore | 5770 Oberlin Dr San Diego, CA | 92121 | G | EMERGENCY STANDBY ENGINE: DETROIT DIESEL ENGINE, MODEL 6063-TK35, 415 BHP, S/N 0711927, EPA TIER 1 CERTIFIED OF ENGINE FAMILY NUMBER 1DDXL12.7VGD, EQUIPPED WITH TURBOCHARGER, DRIVING A 260 KW GENERATOR. (977085-CCN-11/01) (983449 EAD 12/29/05) | 1 | 0 | 0 | 0 | 1 | Diesel | 260 | 415 | 260 | [5 empty] | 0 | 0 | 32.8936 | -117.1947 | 1 | rooftop | 5770 | Oberlin Dr |  |  | San Diego | CA | San Diego County | 92121 | US | San Diego Geographic Information Source - JPA
APCD2006-PTO-977201 | Retired | 2009-07-31 | [34C] Emergency Standby Engine | Aimloan.com | Diane Scrivner | 4141 Camino Del Rio South San Diego, CA | 92108 | M | INTERNAL COMBUSTION ENGINE. MAKE: PERKINS. MODEL: GCD230A. SERIAL NO.: WR4625N1281936. BHP RATING: 230 HP. DIESEL FUELED. DRIVES AN ELECTRICAL EMERGENCY GENERATOR RATED AT 150 KW. JFTNEWMAR2303 17CCR93115 SJE11/05 | 1 | 0 | 0 | 0 | 1 | Diesel | 150 | 36 | 150 | [5 empty] | 0 | 0 | 32.7776 | -117.1051 | 1 | rooftop | 4141 | Camino Del Rio S |  |  | San Diego | CA | San Diego County | 92108 | US | San Diego Geographic Information Source - JPA
APCD2006-PTO-977317 | Retired | 2009-07-31 | [34C] Emergency Standby Engine | Tandem Diabetes Care Inc | Kandra Olsen | 11075 Roselle Street San Diego, CA | 92121 | G | EMERGENCY STANDBY ENGINE: JOHN DEERE MODEL 6081TF001, 211 HP, TURBOCHARGED, EPA FAMILY NO. YJDXL08.1009, MANUFACTURED OCTOBER, 2001, DIESEL FIRED, S/N RG6081T149141, LEAN BURN. 977317AFS03OCT2002 (983996 1/06)17CCR93115SJE11/05 | 1 | 0 | 0 | 0 | 1 | Diesel |  | 211 | 157.3427 | [5 empty] | 0 | 0 | 32.9061 | -117.2295 | 1 | rooftop | 11075 | Roselle St |  |  | San Diego | CA | San Diego County | 92121 | US | San Diego Geographic Information Source - JPA
APCD2006-PTO-978209 | Retired | 2009-07-31 | [34H] California Certified Emergency Standby Engine | UCSD | General Manager | 9500 Gilman Dr Dept 0089 La Jolla, CA | 92093 | I | EMERGENCY DIESEL ENGINE (PORTABLE BUT STAYS ONSITE): CUMMINS, MODEL 4BT3.9-G4, DIESEL FIRED, TURBOCHARGED, 102 BHP, S/N 46217598, TIER 1, FAMILY NUMBER 2CEXL0239AFA, DRIVING A 50-KW ELECTRIC GENERATOR, STORAGE LOCATION - CAMPUS SERVICES COMPLEX ELECTRICAL SHOP (978209 ALC 04/03)17CCR93115SJE12/05 | 1 | 0 | 0 | 0 | 1 | Diesel | 50 | 102 | 50 | [5 empty] | 0 | 0 | 32.8758 | -117.2396 | 1 | rooftop | 9500 | Gilman Dr | Dept | 89 | LA Jolla | CA | San Diego County | 92093 | US | San Diego Geographic Information Source - JPA
APCD2006-PTO-978346 | Retired | 2009-07-31 | [34C] Emergency Standby Engine | The Home Depot | Store Manager | 4255 Genesee Avenue San Diego, CA | 92117 | M | Internal combustion engine. Make: John Deere. Model: 6068TF250. Diesel fueled. Bhp rating: 166 hp. Equipped with a turbocharger. Drives an electrical emergency generator rated at 100 kw. JFT New Sep 12, 2003 17CCR93115 SJE11/05 (Atcm: S/N: T06068T873368) | 1 | 0 | 0 | 0 | 1 | Diesel | 100 | 166 | 100 | [5 empty] | 0 | 0 | 32.8224 | -117.1821 | 1 | rooftop | 4255 | Genesee Ave |  |  | San Diego | CA | San Diego County | 92117 | US | San Diego Geographic Information Source - JPA
APCD2006-PTO-978687 | Retired | 2009-07-31 11:51 | [34H] California Certified Emergency Standby Engine | Sunrise Development Inc | Owner Manager | 3302 Bonita Road Bonita, CA | 91902 | Q | EMERGENCY STANDBY ENGINE: GENERAC DIESEL ENGINE, MODEL 4.0DT, S/N 263377,RATED AT 118 BHP, EPA CERTIFIED, TURBOCHARGED, AFTERCOOLED, EQUIPPED WITH SXS-C CATALYST COATED WALL FLOW DIESEL PARTICULATE FILTER, DRIVING A 75 KW GENERATOR.(978687-CCN-1/04) 17CCR93115 SJE01/06 | 1 | 0 | 0 | 0 | 1 | Diesel | 75 | 118 | 75 | [5 empty] | 0 | 0 | 32.649 | -117.0527 | 0.9 | rooftop | 3302 | Bonita Rd |  |  | Chula Vista | CA | San Diego County | 91910 | US | San Diego Geographic Information Source - JPA
APCD2006-PTO-978754 | Retired | 2009-07-31 | [34H] California Certified Emergency Standby Engine | US General Services Administration | Owner Manager | 801 E San Ysidro Bl San Diego, CA | 92173 | O | EMERGENCY ENGINE: CATERPILLAR, MODEL 3512B, 1800 BHP, DIESEL FIRED, TURBOCHARGED, AFTERCOOLED, DRIVING A 1250-KW ELECTRIC GENERATOR. (978754 ALC 03/03) 17 CCR 93 115 SJE 01/06 (ATCM: S/N 1G201244, FAMILY #1CPXLX69.OERK, 1280 BHP) | 1 | 0 | 0 | 0 | 1 | Diesel | 250 | 1800 | 250 | [5 empty] | 0 | 0 | 32.5434 | -117.029 | 0.9 | range_interpolation | 801 | E San Ysidro Blvd |  |  | San Ysidro | CA | San Diego County | 92173 | US | TIGER/LineÂ® dataset from the US Census Bureau
APCD2006-PTO-978806 | Retired | 2009-07-31 | [34H] California Certified Emergency Standby Engine | USN Flt Anti Sub Wrfr Trng Ctr PAC | Commanding Officer | 32444 Echo Lane Bldg 53 San Diego, CA | 92147 | I | EMERGENCY STANDBY ENGINE: CUMMINS DIESEL ENGINE, MODEL QSX15-G9, S/NH020403277, RATED AT 755 BHP, EPA CERTIFIED OF ENGINE FAMILY NUMBER 1CEXL015.ABA, TURBO CHARGED, DRIVING A 500 KW GENERATOR. (978806-CCN-2/03) 984017-SJE-2/06 ATCM CONDITION BEC CHANGE APP CANCELED 17CCR93115 SJE03/06 | 1 | 0 | 0 | 0 | 1 | Diesel | 500 | 755 | 500 | [5 empty] | 0 | 0 | 32.7239 | -117.2176 | 1 | range_interpolation | 32444 | Echo Ln | Bldg | 53 | San Diego | CA | San Diego County | 92147 | US | TIGER/LineÂ® dataset from the US Census Bureau
APCD2006-PTO-979015 | Retired | 2009-07-31 | [34C] Emergency Standby Engine | Smart & Final #933 | Mgr Roy Degroot | 10633 Tierrasanta Blvd San Diego, CA | 92124 | J | Emergency standby engine: general motors engine, natural gas fueled, model industrial Powertrain Vortec 4.3 liter, S/N 737026, rated at 75 BHP, equipped with Johnson Matthey bandito catalytic converter model CX-4-4, driving a 30 KW generator. (979015-CCN-9/03) | 0 | 0 | 1 | 0 | 1 | Natural Gas | 30 | 75 | 30 | [5 empty] | 0 | 0 | 32.8229 | -117.1007 | 1 | range_interpolation | 10633 | Tierrasanta Blvd |  |  | San Diego | CA | San Diego County | 92124 | US | TIGER/LineÂ® dataset from the US Census Bureau
APCD2006-PTO-979161 | Retired | 2009-07-31 | [34H] California Certified Emergency Standby Engine | Mercury Tech Center LLC | Eric Smyth | 8228/8195 Mercury Court San Diego, CA | 92111 | M | EMERGENCY STANDBY ENGINE: CUMMINS DIESEL ENGINE, MODEL 6CTA8.3-G2, S/N 46126285, RATED AT 277 BHP, EPA CERTIFIED OF ENGINE FAMILY NUMBER 1CEXL050ACE, TURBOCHARGED, AFTERCOOLED, DRIVING A 150 KW GENERATOR. (979161-CCN-6/04) 17 CCR 93115 SJE 8/06 | 1 | 0 | 0 | 0 | 1 | Diesel | 150 | 277 | 150 | [5 empty] | 0 | 0 | 32.7144 | -117.0305 | 0.65 | nearest_rooftop_match | 8176 | Guatay St |  |  | San Diego | CA | San Diego County | 92114 | US | San Diego Geographic Information Source - JPA
APCD2006-PTO-979274 | Retired | 2009-07-31 11:59 | [34H] California Certified Emergency Standby Engine | Commander Navy Region SW | Marvin Johnson | Naval Air Station North Island Coronado, CA | 92155 | O | EMERGENCY STANDBY ENGINE: PERKINS DIESEL ENGINE, MODEL 1004-40T, S/N AQ35069*U189382H, RATED AT 91 BHP, EPA CERTIFIED OF ENGINE FAMILY NUMBER 1PKXL03.9AK1, TURBOCHARGED, DRIVING A 60 KW GENERATOR. (979274-CCN-5/04) 17CCR93115 SJE01/06 | 1 | 0 | 0 | 0 | 1 | Diesel | 60 | 91 | 60 | [5 empty] | 0 | 0 | 32.6992 | -117.2096 | 1 | place |  |  |  |  | Coronado | CA | San Diego County | 92118 | US | TIGER/LineÂ® dataset from the US Census Bureau
APCD2006-PTO-979319 | Retired | 2009-07-31 | [34W] Registered Engine (Rule 12) | Coronado Shores #7 | Facility Manager | 1780 Avenida del Mundo Coronado, CA | 92118 | O | EMERGENCY STANDBY ENGINE: ALLIS CHAMBERS DIESEL ENGINE, MODEL 17000, S/N: 1703755, RATED AT 150 BHP, DRIVING A GENERATOR. (979319-CCN-5/03) 17 CCR 93 115 SJE 05/06 | 1 | 0 | 0 | 0 | 1 | Diesel |  | 150 | 111.855 | [5 empty] | 0 | 0 | 32.6758 | -117.1739 | 1 | rooftop | 1780 | Avenida Del Mundo |  |  | Coronado | CA | San Diego County | 92118 | US | San Diego Geographic Information Source - JPA
APCD2006-PTO-979698 | Retired | 2009-07-31 21:39 | [34H] California Certified Emergency Standby Engine | FAVRILLE INC |  | 10421 PACIFIC CENTER CT SAN DIEGO, CA | 92121 | G | EMERGENCY STANDBY ENGINE: DETROIT DIESEL ENGINE, MODEL 12V2000 R123, S/NSO 968671 UNIT 5352002891, RATED AT 1120 BHP, MODEL YEAR 2002, EPA TIER 1CERTIFIED OF ENGINE FAMILY NUMBER 2DDXL31.8XRE, TURBOCHARGED, AFTERCOOLED,DRIVING A GENERATOR.(979698-CCN-5/06) | 1 | 0 | 0 | 0 | 1 | Diesel |  | 1120 | 835.184 | [5 empty] | 0 | 0 | 32.9065 | -117.1872 | 1 | rooftop | 10421 | Pacific Center Ct |  |  | San Diego | CA | San Diego County | 92121 | US | Sandoval
APCD2006-PTO-980029 | Retired | 2009-07-31 | [34W] Registered Engine (Rule 12) | Coronado Shores Condominium Association #8 | Alan Aegerter | 1810 Avenida del Mundo Coronado, CA | 92118 | O | EMERGENCY STANDBY ENGINE: ALLIS CHAMBERS DIESEL ENGINE, MODEL150-O-DYG-15R-17000, S/N 047594081217-0362, RATED AT 150 BHP, DRIVING A GENERATOR. (980029-CCN-1/04) 17CCR93115 SJE11/06 | 1 | 0 | 0 | 0 | 1 | Diesel |  | 150 | 111.855 | [5 empty] | 0 | 0 | 32.6759 | -117.1725 | 1 | rooftop | 1810 | Avenida Del Mundo |  |  | Coronado | CA | San Diego County | 92118 | US | San Diego Geographic Information Source - JPA
APCD2006-PTO-980237 | Retired | 2009-07-31 11:31 | [34C] Emergency Standby Engine | Albertsons # 6751 | Facility Manager | 7715 Balboa Av San Diego, CA | 92111 | M | EMERGENCY STANDBY ENGINE: ONE (1)75 BHP FORD MODEL CSG 649 NATURAL FIRED ORLPG FIRED ENGINE CONTROLLED BY A JOHNSON MATTHEY BANDITO MODEL CX2-3 NON SELECTIVE CATALYTIC REDUCTION (NSCR) 3 -WAY CATALYST SYSTEM, DRIVING A45 KW KOHLER MODEL 45RZG GENERATOR. S/N 76217-0-06 980237 EAD 2/13/06 | 0 | 0 | 0 | 0 | 0 | Natural Gas | 45 | 75 | 45 | [5 empty] | 0 | 0 | 32.8209 | -117.1582 | 1 | rooftop | 7715 | Balboa Ave |  |  | San Diego | CA | San Diego County | 92111 | US | San Diego Geographic Information Source - JPA
APCD2006-PTO-980480 | Retired | 2009-07-31 11:06 | [34W] Registered Engine (Rule 12) | San Diego County Regional Airport Authority | Environmental Affairs Mgr | Lindbergh Field Sdia San Diego, CA | 92101 | N | PRIME USE ENGINE: ISUZU DIESEL ENGINE, MODEL QD-145 (6BD1) S/N3622537, RATED AT 78 BHP, DRIVING A GENERATOR. (980480-ALC-3/06) | 1 | 0 | 0 | 0 | 1 | Diesel |  | 78 | 58.1646 | [5 empty] | 0 | 0 | 32.5864 | -117.0517 | 1 | street_center |  | Lindbergh Way |  |  | San Diego | CA | San Diego County | 92154 | US | TIGER/LineÂ® dataset from the US Census Bureau
APCD2006-PTO-980938 | Retired | 2009-07-31 | [34W] Registered Engine (Rule 12) | Fisher Wireless AT ATC#4466 | General Manager | Alat Rd Otay Mtn Truck Trail Dulzura, CA | 91917 | R | EMERGENCY ENGINE GENERATOR, 45 KW, GENERAL MOTOR PROPANE ENGINE, MODEL NT 9A050185, S/N 2016543. APPL# 980938 EFH 08/05 | 0 | 0 | 0 | 1 | 1 | Propane | 45 | Unknown | 45 | [5 empty] | 0 | 0 | 32.5792 | -116.9189 | 0.9 | street_center |  | Alta Rd |  |  | San Diego | CA | San Diego County | 92154 | US | TIGER/LineÂ® dataset from the US Census Bureau
APCD2015-PTO-002268 | Retired | 2015-02-10 | [34H] California Certified Emergency Standby Engine | Pacific Bell Telephone Co DBA AT&T California | Mindy Lusk | 4042 37th Street San Diego, CA | 92104 | K | Emergency Diesel Engine: Caterpillar, Model C27, 1093 BHP, turbocharged, aftercooled, S/N ZRS00340, Model Year 2013, Tier 4i Certified, Engine Family No. DCPXL27.0HYA, driving a 725-kW generator. | 1 | 0 | 0 | 0 | 1 | Diesel | 725 | 1093 | 725 | [5 empty] | 0 | 0 | 32.7509 | -117.1135 | 1 | rooftop | 4042 | 37th St |  |  | San Diego | CA | San Diego County | 92105 | US | San Diego Geographic Information Source - JPA
APCD2015-PTO-002272 | Retired | 2015-02-17 | [34H] California Certified Emergency Standby Engine | 9th & Broadway | John Bradel | 929 9th Ave San Diego, CA | 92101 | N | Emergency standby engine: Cummins Inc diesel engine, Model QSX15-G9 (S/N: 79711361), rated at 755 BHP, Model Year 2014, EPA Tier 2 certified of Engine Family Number ECEXL015.AAJ, driving a 500 KW generator. Equipped with turbocharger and aftercooler. | 1 | 0 | 0 | 0 | 1 | Diesel | 500 | 755 | 500 | [5 empty] | 0 | 0 | 32.715 | -117.1564 | 1 | range_interpolation | 929 | 9th Ave |  |  | San Diego | CA | San Diego County | 92101 | US | TIGER/LineÂ® dataset from the US Census Bureau
APCD2015-PTO-002277 | Retired | 2015-02-20 | [34H] California Certified Emergency Standby Engine | General Services Administration | Pete Watson | 880 Front Street San Diego, CA | 92101 | N | Emergency fire pump engine: John Deere diesel engine, Model 6068HFC28C, S/N PE6068L251720 for Clarke Fire Pump Model JU6H-UFADMG, rated at 175 bhp, Model Year 2014, Tier 3 certified of Engine Family Number EJDXL06.8120, driving a 2,000 gpm pump. | 1 | 0 | 0 | 0 | 1 | Diesel |  | 175 | 130.4975 | [5 empty] | 0 | 0 | 32.7143 | -117.165 | 1 | rooftop | 880 | Front St |  |  | San Diego | CA | San Diego County | 92101 | US | San Diego Geographic Information Source - JPA
APCD2015-PTO-002287 | Retired | 2015-03-10 | [34H] California Certified Emergency Standby Engine | Del Mar Heights-Contact |  | 12275 El Camino Real Ste 140 San Diego, CA | 92130 | M | Emergency standby engine: Caterpillar diesel engine, Model C4.4, S/N E4M04473, based on Perkins engine Model 1104C, rated at 94.5 bhp, Model Year 2007, Tier 2 certified of Engine Family Number 7PKXL04.4RG1, driving a 60 KW generator. | 1 | 0 | 0 | 0 | 1 | Diesel | 60 | 945 | 60 | [5 empty] | 0 | 0 | 32.9416 | -117.2396 | 1 | rooftop | 12275 | El Camino Real | Ste | 140 | San Diego | CA | San Diego County | 92130 | US | San Diego Geographic Information Source - JPA
APCD2015-PTO-002290 | Retired | 2015-03-12 | [34H] California Certified Emergency Standby Engine | Dexcom | James Gillard | 6290 Sequence Drive San Diego, CA | 92121 | G | Emergency standby engine: Cummins Inc. diesel engine, Model QST30-G5, rated at 1,490 bhp, Model Year 2007, S/N 37228734, EPA Tier 2 Certified Engine, Family Number 7CEXL030.AAD, turbocharged and aftercooled, driving a 1,112 kW generator. | 1 | 0 | 0 | 0 | 1 | Diesel | 112 | 490 | 112 | [5 empty] | 0 | 0 | 32.905 | -117.1861 | 1 | rooftop | 6290 | Sequence Dr |  |  | San Diego | CA | San Diego County | 92121 | US | San Diego Geographic Information Source - JPA
APCD2015-PTO-002339 | Retired | 2015-05-12 | [34H] California Certified Emergency Standby Engine | Bernardo Summit LLC |  | c/o Jay Paul Company,16550 West Bernardo Drive Bldg 3 Suite 350 San Diego, CA | 92127 | F | Emergency standby engine: John Deere diesel engine, Model 4045HFC28, (S/N:PE4045L264355), rated at 157 BHP, Model Year 2014, EPA Tier 3 certified of Engine Family Number EJDXL04.5119, driving a fire pump. Equipped with turbocharger and aftercooler. | 1 | 0 | 0 | 0 | 1 | Diesel |  | 157 | 117.0749 | 2021-10-19 | 111.50 | 2021-10-19 | 130.50 | 19 | 2224.4231 | 2.0207 | 33.0188 | -117.0862 | 1 | rooftop | 16550 | W Bernardo Dr | Bldg | 3 | San Diego | CA | San Diego County | 92127 | US | San Diego Geographic Information Source - JPA
APCD2015-PTO-002341 | Retired | 2015-05-13 | [34H] California Certified Emergency Standby Engine | Chamber Building, LP c/o Jamison Services, Inc. | John Lee | 110 W. C Street San Diego, CA | 92101 | N | Emergency Diesel Engine: Volvo Penta, Model TAD 1642 GE, 809 BHP maximum (rated at 713 BHP), S/N D16015154, Model Year 2006, Tier 2 Certified, Engine Family No. 6VPXK16.1ACB, driving a 604-kW generator. | 1 | 0 | 0 | 0 | 1 | Diesel | 604 | 809 | 604 | [5 empty] | 0 | 0 | 32.7171 | -117.1641 | 1 | rooftop | 110 | W C St |  |  | San Diego | CA | San Diego County | 92101 | US | San Diego Geographic Information Source - JPA
APCD2015-PTO-002377 | Retired | 2015-07-16 | [34H] California Certified Emergency Standby Engine | Vista Industrial LLC | Brian Avery | 2760 Progress St Vista, CA | 92081 | B | Emergency standby engine: Cummins diesel engine, Model QSB6.7, S/N 73729363, rated at 175 bhp, Model Year 2014, Tier 3 certified of Engine Family Number ECEXL0409AAB, driving a 2000 GPM fire pump. | 1 | 0 | 0 | 0 | 1 | Diesel |  | 175 | 130.4975 | [5 empty] | 0 | 0 | 33.1478 | -117.2275 | 1 | rooftop | 2760 | Progress St |  |  | Vista | CA | San Diego County | 92081 | US | San Diego Geographic Information Source - JPA
APCD2015-PTO-002429 | Retired | 2015-09-29 | [34H] California Certified Emergency Standby Engine | Kilroy Realty Corporation | Janelle Duff | 12790 El Camino Real San Diego, CA | 92130 | M | Emergency standby engine: John Deere diesel engine, Model 6068HF285, S/N PE6068L262922, rated at 237 bhp, Model Year 2014, Tier 3 certified of Engine Family Number EJDXL06.8120, driving a 125 KW generator. | 1 | 0 | 0 | 0 | 1 | Diesel | 125 | 237 | 125 | [5 empty] | 0 | 0 | 32.9469 | -117.2376 | 0.9 | range_interpolation | 12790 | El Camino Real |  |  | San Diego | CA | San Diego County | 92130 | US | TIGER/LineÂ® dataset from the US Census Bureau
APCD2015-PTO-002433 | Retired | 2015-10-05 | [34W] Registered Engine (Rule 12) | De Anza Ready Mix | Joe Rodriguez | 1576 Palm Canyon Dr Borrego Springs, CA | 92004 | D | Existing Diesel Internal Combustion Low-Use Engine: John Deere Engine, 68 hp, Model 4219DF01, S/N 490174T. Engine powers the sand screen of Permit to Operate APCD2007-PTO-030211. | 1 | 0 | 0 | 0 | 1 | Diesel |  | 68 | 50.7076 | [5 empty] | 0 | 0 | 33.258 | -116.3356 | 1 | rooftop | 1576 | Palm Canyon Dr |  |  | Borrego Springs | CA | San Diego County | 92004 | US | San Diego Geographic Information Source - JPA
APCD2016-PTO-002521 | Retired | 2013-12-06 | [34H] California Certified Emergency Standby Engine | California Highway Patrol | Capt Lepper | 1722 E Main St El Cajon, CA | 92021 | L | Emergency LPG Rich Burn Engine: Ford Model ESG6421600E Year 2001, 78 bhp, S/N 01.06.006420; CARB Certified Engine, Family Number FMXB02.5GAA, equipped with a Nett Technologies Catalytic Converter, TG-series, Air/Fuel Controller, driving a 45 kW generator. | 0 | 0 | 0 | 0 | 0 | LPG | 45 | 78 | 45 | [5 empty] | 0 | 0 | 32.8129 | -116.9183 | 1 | range_interpolation | 1722 | E Main St |  |  | El Cajon | CA | San Diego County | 92021 | US | TIGER/LineÂ® dataset from the US Census Bureau
APCD2016-PTO-002566 | Retired | 2014-05-13 | [34C] Emergency Standby Engine | Integrated Energy Technologies Inc | Monica Williams | 1891 Nirvana Av Chula Vista, CA | 91911 | R | Emergency Natural Gas Fired Engine: Ford, Model LSG-8751-6005-A, SN 17862 F-4-TC, turbocharged, equipped with a 3-way catalytic converter, Johnson Mattey, MC4D-3T-3, and with an Air Fuel Ratio Controller, Engine drives a 125 kw generator. | 0 | 0 | 1 | 0 | 1 | Natural Gas | 125 | Unknown | 125 | [5 empty] | 0 | 0 | 32.5936 | -117.0168 | 1 | rooftop | 1891 | Nirvana Ave |  |  | Chula Vista | CA | San Diego County | 91911 | US | San Diego Geographic Information Source - JPA
APCD2016-PTO-002575 | Retired | 2015-01-28 | [34H] California Certified Emergency Standby Engine | City of SD Transportation & Storm Water Division | Daniel Orozco | 914 Santa Clara Place San Diego, CA | 92109 | I | Emergency diesel engine: Caterpillar diesel engine, Model C27, S/N ZRS00413, rated at 1093 bhp, Model Year 2013, Tier 4 Interim certified of Engine Family Number DCPXL27.0HYA, powering an 800 KW generator. | 1 | 0 | 0 | 0 | 1 | Diesel | 800 | 1093 | 800 | [5 empty] | 0 | 0 | 32.7851 | -117.2493 | 1 | rooftop | 914 | Santa Clara Pl |  |  | San Diego | CA | San Diego County | 92109 | US | San Diego Geographic Information Source - JPA
APCD2016-PTO-002581 | Retired | 2015-02-13 | [34H] California Certified Emergency Standby Engine | Southern California Edison | Brian Metz | Hwy 101 Nuclear Gen Station Camp Pendleton, CA | 92058 | A | Emergency standby engine: Cummins diesel engine, Model QSK60-G6 NR2, S/N 33204006, rated at 2922 bhp, Model Year 2015, Tier 2 certified of Engine Family Number FCEXL060.AAD, driving a 1750 KW generator. | 1 | 0 | 0 | 0 | 1 | Diesel | 750 | 2922 | 750 | [5 empty] | 0 | 0 | 33.3877 | -117.4448 | 0.5 | place |  |  |  |  | Camp Pendleton | CA | San Diego County | 92055 | US | TIGER/LineÂ® dataset from the US Census Bureau
APCD2016-PTO-002606 | Retired | 2016-05-24 | [34H] California Certified Emergency Standby Engine | WD40 | Bob Hoagland | 1061 Cudahy Place San Diego, CA | 92110 | I | Emergency standby engine: fueled with natural gas, Make General Motors, Model Vortec 4.3L, S/N 43M0000838, rated at 66.5 bhp, EPA certified for spark ignited engines of family number FPSIB4.302ED, with air to fuel ratio controller , equipped with Nett Technologies Inc TG-Series catalytic converter, driving a 45 KW generator. | 0 | 0 | 1 | 0 | 1 | Natural Gas | 45 | 66.5 | 45 | [5 empty] | 0 | 0 | 32.7668 | -117.2003 | 1 | rooftop | 1061 | Cudahy Pl |  |  | San Diego | CA | San Diego County | 92110 | US | San Diego Geographic Information Source - JPA
APCD2016-PTO-002620 | Retired | 2016-03-22 | [34H] California Certified Emergency Standby Engine | Navy | Glen Flores | Naval Air Station North Island San Diego, CA | 92135 | O | Emergency standby engine: Detroit Diesel / MTU engine, Model R1637K36, S/N 5360101013 rated at 1495 bhp, Model Year 2000, Tier 2 certified of Engine Family Number YDDXL31.8VRE, driving a 1000 KW generator. | 1 | 0 | 0 | 0 | 1 | Diesel | 1000 | 495 | 1000 | [5 empty] | 0 | 0 | 32.7241 | -117.1709 | 0.5 | place |  |  |  |  | San Diego | CA | San Diego County | 92101 | US | TIGER/LineÂ® dataset from the US Census Bureau
APCD2016-PTO-002631 | Retired | 2015-02-13 | [34H] California Certified Emergency Standby Engine | Southern California Edison | Brian Metz | Hwy 101 Nuclear Gen Station Camp Pendleton, CA | 92058 | A | Emergency standby engine: Cummins diesel engine, Model QSK15-G9, S/N 79818122, rated at 755 bhp, Model Year 2015, Tier 2 certified of Engine Family Number FCEXL015.AAJ, driving a 500 KW generator. | 1 | 0 | 0 | 0 | 1 | Diesel | 500 | 755 | 500 | [5 empty] | 0 | 0 | 33.3877 | -117.4448 | 0.5 | place |  |  |  |  | Camp Pendleton | CA | San Diego County | 92055 | US | TIGER/LineÂ® dataset from the US Census Bureau
APCD2005-PTO-980255 | Active | 2009-07-31 | [34W] Registered Engine (Rule 12) | SD Co Of Descanso DTN CT PRO108 | General Manager | 7878 Cambell Ranch Rd Alpine, CA | 91901 | H | EMERGENCY STANDBY ENGINE: CATERPILLAR DIESEL ENGINE, MODEL 3306, S/N 2TM00181, RATED AT 281 BHP, DRIVING A GENERATOR. (980255-CCN-2/04) 17CCR93115 SJE 11/05 | 1 | 0 | 0 | 0 | 1 | Diesel |  | 281 | 209.5417 | 2022-01-01 | 1071.00 | 2022-01-01 | 1072.00 | 1 | 209.5417 | 0.19035 | 32.8106 | -116.7107 | 0.5 | place |  |  |  |  | Alpine | CA | San Diego County | 91901 | US | TIGER/LineÂ® dataset from the US Census Bureau
APCD2005-PTO-980266 | Active | 2009-07-31 | [34W] Registered Engine (Rule 12) | North County Transit District | Carl Packer | 303 Via Del Norte Oceanside, CA | 92058 | A | EMERGENCY ENGINE GENERATOR: 135 HP CUMMINS DIESEL ENGINE MODEL 6BT59, S/N: 44340704. APPL# 980266 EFH 11/03 17CCR93115 SJE 11/05 | 1 | 0 | 0 | 0 | 1 | Diesel |  | 135 | 100.6695 | [5 empty] | 0 | 0 | 33.2124 | -117.3525 | 1 | range_interpolation | 303 | Via Del Norte |  |  | Oceanside | CA | San Diego County | 92058 | US | TIGER/LineÂ® dataset from the US Census Bureau
APCD2005-PTO-980279 | Active | 2009-07-31 | [34H] California Certified Emergency Standby Engine | Cox Communications-Federal | Brandy Brickey | 5159 Federal Bl San Diego, CA | 92105 | K | EMERGENCY STANDBY ENGINE, DETROIT DIESEL ENGINE, 1200 HP, MODEL 16V2000-R1637K35, S/N 06404M1424, TURBOCHARGED, AFTERCOOLED, CARB CERTIFICATION FAMILY NUMBER 3DDXL31.8XRE, DRIVING A 800 KW GENERATOR. | 1 | 0 | 0 | 0 | 1 | Diesel | 800 | 1200 | 800 | 2021-11-12 | 357.80 | 2022-03-11 | 379.30 | 21.5 | 17200 | 15.6244 | 32.7205 | -117.0827 | 1 | rooftop | 5159 | Federal Blvd |  |  | San Diego | CA | San Diego County | 92105 | US | San Diego Geographic Information Source - JPA
APCD2005-PTO-980323 | Active | 2009-07-31 | [34W] Registered Engine (Rule 12) | The Home Depot | Store Mgr | 550 San Marcos Blv San Marcos, CA | 92069 | B | EMERGENCY ENGINE: JOHN DEERE, MODEL 6068TF250, 166 BHP, DIESEL FIRED,TURBOCHARGED, S/N T06068T781702, DRIVING A 105-KW KOHLER GENERATOR, MODEL 100REUZJ, S/N 60324.(980323 ALC 11/03) 17CCR93115 SJE11/05 (ATCM: S/N T06068T781702) | 1 | 0 | 0 | 0 | 1 | Diesel | 105 | 166 | 105 | 2022-03-01 | 495.30 | 2022-03-01 | 500.20 | 4.9 | 514.5 | 0.46737 | 33.1399 | -117.1733 | 1 | rooftop | 550 | San Marcos Blvd |  |  | San Marcos | CA | San Diego County | 92069 | US | San Diego Geographic Information Source - JPA
APCD2005-PTO-980350 | Active | 2004-07-01 | [34H] California Certified Emergency Standby Engine | ARE SD Region No 31 LLC | Facility Manager | 5871 Oberlin Dr San Diego, CA | 92121 | G | ONE (1) EMERGENCY STANDBY ENGINE, VOLVO DIESEL ENGINE, 394 HP, MODEL 2509.6A60, S/N 2100328120, TURBOCHARGED AND AFTERCOOLED, DRIVING A 260 KW GENERATOR. APPL# 980350 EFH 06/04 17CCR93115 SJE10/05 | 1 | 0 | 0 | 0 | 1 | Diesel | 260 | 394 | 260 | 2021-11-05 | 129.60 | 2021-11-05 | 134.30 | 4.7 | 1222 | 1.1101 | 32.8952 | -117.192 | 1 | rooftop | 5871 | Oberlin Dr |  |  | San Diego | CA | San Diego County | 92121 | US | San Diego Geographic Information Source - JPA
APCD2005-PTO-980407 | Active | 2009-07-31 | [34W] Registered Engine (Rule 12) | Rock West Composite | Victor Montoya | 7625 Panasonic Way San Diego, CA | 92154 | S | EMERGENCY STANDBY ENGINE: PERKINS DIESEL ENGINE, MODEL LD70295, S/N: U661388Y, RATED AT 66 BHP, DRIVING A GENERATOR. (980407-CCN-2/04) 17CCR93115SJE11/05 | 1 | 0 | 0 | 0 | 1 | Diesel |  | 66 | 49.2162 | [5 empty] | 0 | 0 | 32.5621 | -116.9773 | 1 | rooftop | 7625 | Panasonic Way |  |  | San Diego | CA | San Diego County | 92154 | US | San Diego Geographic Information Source - JPA
APCD2005-PTO-980496 | Active | 2009-07-31 | [34H] California Certified Emergency Standby Engine | USN Outlying Landing Field (NOLF) | Commanding Officer | Foot of 13th St Bldg 186 Imperial Beach, CA | 91932 | O | EMERGENCY STANDBY ENGINE: 207 BHP CUMMINS MODEL 6BTA5.9-G3 DIESEL FIRED ENGINE, MODEL YEAR 2002, EPA CERTIFIED # 2CEXL0359ABD, CARB CERTIFIED # U-R-002-0134, TURBOCHARGED, AFTERCOOLED, CONTROL PANEL S/N # 1030545005, ENGINE S/N 4632-4392, DRIVING A 125 KW GENERATOR, MODEL DGDK.980496 EAD 10/14/04 17CCR93115SJE12/05 | 1 | 0 | 0 | 0 | 1 | Diesel | 125 | 207 | 125 | [5 empty] | 0 | 0 | 32.5783 | -117.1055 | 1 | street_center |  | 13th St |  |  | Imperial Beach | CA | San Diego County | 91932 | US | TIGER/LineÂ® dataset from the US Census Bureau
APCD2005-PTO-980503 | Active | 2009-07-31 | [34W] Registered Engine (Rule 12) | National City Of | Facility Manager | 1200 National City Bl National City, CA | 91950 | Q | EMERGENCY ENGINE GENERATOR, 215 HP JOHN DEERE DIESEL ENGINE, MODEL 6076AF010, S/N RG6076A186744, DRIVING A KOHLER GENERATOR. APPL# 980503 EFH 01/04 17CCR93115 SJE11/05 | 1 | 0 | 0 | 0 | 1 | Diesel |  | 215 | 160.3255 | [5 empty] | 0 | 0 | 32.6722 | -117.1056 | 1 | range_interpolation | 1200 | National City Blvd |  |  | National City | CA | San Diego County | 91950 | US | TIGER/LineÂ® dataset from the US Census Bureau
APCD2005-PTO-980504 | Active | 2009-07-31 | [34W] Registered Engine (Rule 12) | National City City Of | Equipment Maintenance | 1243 National City Blvd National City, CA | 91950 | Q | EMERGENCY ENGINE GENERATOR, 275 HP CUMMINS DIESEL ENGINE. MODEL NHR5-6-1P, S/N 472702. APPL # 980504 EFH 01/04 17CCR93115 SJE10/05 | 1 | 0 | 0 | 0 | 1 | Diesel |  | 275 | 205.0675 | 2021-10-21 | 260.10 | 2021-10-21 | 262.80 | 2.7 | 553.6823 | 0.50296 | 32.6716 | -117.1029 | 1 | rooftop | 1243 | National City Blvd |  |  | National City | CA | San Diego County | 91950 | US | San Diego Geographic Information Source - JPA
APCD2005-PTO-980505 | Active | 2009-07-31 | [34C] Emergency Standby Engine | SD City of Water Department | Joyce Clark | 5540 Kiowa Dr La Mesa, CA | 91942 | K | EMERGENCY ENGINE: DETROIT DIESEL, MODEL T1237K36 SERIES 4000, 2200 BHP, DIESEL FIRED, TURBOCHARGED, S/N 5262000534. (980505 ALC 09/04) 17CCR93115SJE11/05 | 1 | 0 | 0 | 0 | 1 | Diesel |  | 2200 | 1640.54 | 2021-12-14 | 177.20 | 2022-05-19 | 189.10 | 11.9 | 19522.426 | 17.734 | 32.78 | -117.04 | 1 | rooftop | 5540 | Kiowa Dr |  |  | LA Mesa | CA | San Diego County | 91942 | US | San Diego Geographic Information Source - JPA
APCD2005-PTO-980508 | Active | 2009-07-31 | [34W] Registered Engine (Rule 12) | LEUCADIA WASTEWATER DIST |  | COSTA DEL MAR CARLSBAD, CA | 92009 | E | EMERGENCY STANDBY ENGINE: CUMMINS DIESEL ENGINE, MODEL 4B3.9-G2, S/N 45755149, RATED AT 68 BHP, DRIVING A GENERATOR. (980508-CCN-2/04) 17CCR93115 SJE10/05 | 1 | 0 | 0 | 0 | 1 | Diesel |  | 68 | 50.7076 | 2022-01-01 | 306.90 | 2022-01-01 | 315.40 | 8.5 | 431.0146 | 0.39153 | 33.0893 | -117.2684 | 1 | street_center |  | Costa Del Mar Rd |  |  | Carlsbad | CA | San Diego County | 92009 | US | TIGER/LineÂ® dataset from the US Census Bureau
APCD2005-PTO-980510 | Active | 2009-07-31 | [34H] California Certified Emergency Standby Engine | WHOLE FOODS MARKET |  | 711 UNIVERSITY AV SAN DIEGO, CA | 92103 | M | EMERGENCY STANDBY ENGINE: 66 BHP FORD MODEL CSG-6491-6005 F, NATURAL GAS FIRED ENGINE , S/N 29505-15, DRIVING A KOHLER MODEL 30RZ GENERATOR EAD 9/1/04 980510 | 0 | 0 | 1 | 0 | 1 | Natural Gas |  | 66 | 49.2162 | 2021-05-13 | 119.20 | 2021-05-13 | 119.20 | 0 | 0 | 0 | 32.7482 | -117.1581 | 1 | rooftop | 711 | University Ave |  |  | San Diego | CA | San Diego County | 92103 | US | San Diego Geographic Information Source - JPA
APCD2005-PTO-980534 | Active | 2009-07-31 | [34W] Registered Engine (Rule 12) | North County Fire Protection District | Dan Abeyta | 315 E Ivy Street Fallbrook, CA | 92028 | A | EMERGENCY ENGINE: DIESEL FIRED, 199 BHP, MFR: JOHN DEERE, MODEL: 6076TF010, S/N: RG6076T192155 FOR A 125KW GENERATOR (MFR: KOHLER, MODEL: 125ROZJ61, S/N: 334848) (980534 ALC 01/04) 17CCR93115 SJE11/05 | 1 | 0 | 0 | 0 | 1 | Diesel | 125 | 199 | 125 | 2021-12-31 | 755.00 | 2021-12-31 | 788.00 | 33 | 4125 | 3.7471 | 33.3831 | -117.2482 | 1 | rooftop | 315 | E Ivy St |  |  | Fallbrook | CA | San Diego County | 92028 | US | San Diego Geographic Information Source - JPA
APCD2005-PTO-980541 | Active | 2009-07-31 | [34H] California Certified Emergency Standby Engine | LEUCADIA WASTEWATER DIST |  | 1435 AVENIDA DE LAS ADELSAS ENCINITAS, CA | 92024 | E | Emergency engine: Generac, Model SG080 9.0L, S/N 3008404811, rated at 153 bhp, natural gas fueled, rich burn, EPA certified of engine family number MGNXB08.92O1, model year 2021, equipped with a three-way catalyst, driving an 80 KW generator. Vertical exhaust with flapper-type raincap; 5.5 feet above ground. | 0 | 0 | 1 | 0 | 1 | Natural Gas | 80 | 153 | 80 | 2022-01-01 | 0.00 | 2022-01-01 | 7.60 | 7.6 | 608 | 0.44156 | 33.0364 | -117.2564 | 1 | rooftop | 1435 | Avenida De Las Adelsas |  |  | Encinitas | CA | San Diego County | 92024 | US | Sandoval
APCD2005-PTO-980550 | Active | 2009-07-31 | [34H] California Certified Emergency Standby Engine | United States Marine Corps | Mark Bonsavage | Bldg 13156 Reservoir Ridge Rd Camp Pendleton, CA | 92055 | A | Emergency Diesel Engine Generator:Generac, Model D3400T-Gen1, S/N TP9J01069; Model Year 2019; Engine Family KKMCL3.41D43; Tier 3 certified; 85 bhp rated; driving a 50 kW emergency electrical generator. | 1 | 0 | 0 | 0 | 1 | Diesel | 50 | 85 | 50 | [5 empty] | 0 | 0 | 33.3877 | -117.4448 | 0.5 | place |  |  |  |  | Camp Pendleton | CA | San Diego County | 92055 | US | TIGER/LineÂ® dataset from the US Census Bureau
APCD2005-PTO-980565 | Active | 2009-07-31 | [34W] Registered Engine (Rule 12) | SD Symphony Orchestra Assoc | General Manager | 1245 Seventh Ave San Diego, CA | 92101 | N | INTERNAL COMBUSTION ENGINE. MAKE: DMT . MODEL NO.: DMT 50C3. SERIAL NO.: 44125794. BHP RATING: 102 HP. DIESEL FUELED. DRIVES AN EMERGENCY GENERATOR. JFTNEWFEB2404 17CCR93115 SJE11/05 | 1 | 0 | 0 | 0 | 1 | Diesel |  | 94 | 70.0958 | [5 empty] | 0 | 0 | 32.7183 | -117.1582 | 1 | range_interpolation | 1245 | 7th Ave |  |  | San Diego | CA | San Diego County | 92101 | US | TIGER/LineÂ® dataset from the US Census Bureau
APCD2005-PTO-980570 | Active | 2009-07-31 | [34W] Registered Engine (Rule 12) | Leucadia Wastewater District | Superintendent Manager | 1960 La Costa Ave Carlsbad, CA | 92009 | E | EMERGENCY ENGINE GENERATOR, 170 HP CUMMINS DIESEL ENGINE, MODEL 6BT 5.9-G6,S/N 4599 2030. APPL# 980570 EFH 07/04 17CCR93115 SJE 10\05 | 1 | 0 | 0 | 0 | 1 | Diesel |  | 170 | 126.769 | 2022-01-01 | 453.20 | 2022-01-01 | 468.80 | 15.6 | 1977.5964 | 1.7964 | 33.0868 | -117.2664 | 1 | rooftop | 1960 | LA Costa Ave |  |  | Carlsbad | CA | San Diego County | 92009 | US | San Diego Geographic Information Source - JPA
APCD2005-PTO-980657 | Active | 2009-07-31 | [34W] Registered Engine (Rule 12) | Verizon Wireless - Fallbrook SD | Project Manager | Red Mountain Dam Drive Fallbrook, CA | 92028 | A | EMERGENCY STANDBY DIESEL ENGINE: MFR: CUMMINS, MODEL: 4B3.9-G, S/N 45241884, 68 BHP, DRIVING A GENERATOR. EAD 980657 1/18/05 17CCR93115 SJE 11/05 | 1 | 0 | 0 | 0 | 1 | Diesel |  | 68 | 50.7076 | [5 empty] | 0 | 0 | 33.3952 | -117.1896 | 1 | street_center |  | Red Mountain Dam Dr |  |  | Fallbrook | CA | San Diego County | 92028 | US | TIGER/LineÂ® dataset from the US Census Bureau
APCD2005-PTO-980658 | Active | 2009-07-31 | [34W] Registered Engine (Rule 12) | Verizon Wireless | Melinda Hsu | 695 Benet Hill Rd Oceanside, CA | 92058 | A | EMERGENCY STANDBY ENGINE: 68 BHP CUMMINS MODEL 4B 3.9-G, DIESEL FIRED ENGINE, S/N 45242852, DRIVING AN ONAN GENERATOR, MODEL 36QSGBA, S/N 1950587228EAD 980658 1/18/0517CCR93115 SJE 10/05 | 1 | 0 | 0 | 0 | 1 | Diesel |  | 68 | 50.7076 | [5 empty] | 0 | 0 | 33.2254 | -117.3658 | 1 | range_interpolation | 695 | Benet Hill Rd |  |  | Oceanside | CA | San Diego County | 92058 | US | TIGER/LineÂ® dataset from the US Census Bureau
APCD2005-PTO-980659 | Active | 2009-07-31 | [34W] Registered Engine (Rule 12) | Verizon Wireless (Escondido Site) | Facility Manager | 1539 W 11th Avenue Escondido, CA | 92029 | D | EMERGENCY STANDBY ENGINE: Mfr: CUMMINS, Model: 4B 3.9-G, S/N 45251772, 68 BHP DIESEL FIRED ENGINE, DRIVING A GENERATOR. EAD 980659 1/18/0517CCR93115SJE10/05 | 1 | 0 | 0 | 0 | 1 | Diesel |  | 68 | 50.7076 | 2021-08-27 | 408.70 | 2021-08-27 | 409.30 | 0.6 | 30.4246 | 0.027637 | 33.1044 | -117.0963 | 1 | rooftop | 1539 | W 11th Ave |  |  | Escondido | CA | San Diego County | 92029 | US | San Diego Geographic Information Source - JPA
APCD2005-PTO-980660 | Active | 2009-07-31 | [34W] Registered Engine (Rule 12) | Verizon Wireless | Myrna Allende | 291 Zona Gale Rd Encinitas, CA | 92024 | E | EMERGENCY STANDBY ENGINE: 102 BHP CUMMINS MODEL 4BT 3.9-G2 DIESEL FIRED ENGINE, S/N 45241710, DRIVING A GENERATOR, MODEL 50QSGCA, S/N 1950587027980660 EAD 1/18/0517CCR93115 SJE10/05 | 1 | 0 | 0 | 0 | 1 | Diesel |  | 102 | 76.0614 | [5 empty] | 0 | 0 | 33.0508 | -117.2681 | 0.7 | street_center |  | Zona Gale Rd |  |  | Encinitas | CA | San Diego County | 92024 | US | TIGER/LineÂ® dataset from the US Census Bureau
APCD2005-PTO-980661 | Active | 2009-07-31 | [34W] Registered Engine (Rule 12) | Verizon Wireless - San Onofre | Facility Manager | 5000 Old El Camino Real Camp Pendleton, CA | 92055 | A | EMERGENCY STANDBY DIESEL ENGINE: MFR: CUMMINS, MODEL: 4BT3.9-G2, ENGINE: S/N 45237641, 102 BHP DRIVING AN ONAN GENERATOR, MODEL 60QSGCB, S/N H950583-61 980661 EAD 1/18/0517CCR93115SJE10/05 | 1 | 0 | 0 | 0 | 1 | Diesel |  | 102 | 76.0614 | [5 empty] | 0 | 0 | 33.151 | -117.3028 | 0.69 | nearest_rooftop_match | 5005 | El Camino Real |  |  | Carlsbad | CA | San Diego County | 92008 | US | San Diego Geographic Information Source - JPA
APCD2005-PTO-980662 | Active | 2009-07-31 | [34W] Registered Engine (Rule 12) | Verizon Wireless | Facility Supervisor | 1219 Rancho Luiseno Rd Escondido, CA | 92026 | B | EMERGENCY STANDBY ENGINE: 102 BHP CUMMINS MODEL 4BT 3.9-G2, DIESEL FIRED ENGINE, S/N 45234890, DRIVING AN ONAN GENERATOR, MODEL 60QSGCB, S/N I950585-651 980662 EAD 1/18/05 17CCR93115 SJE11/05 | 1 | 0 | 0 | 0 | 1 | Diesel |  | 102 | 76.0614 | 2022-04-11 | 497.40 | 2022-04-11 | 501.30 | 3.9 | 296.6395 | 0.26947 | 33.1849 | -117.1292 | 1 | rooftop | 1219 | Rancho Luiseno Rd |  |  | Escondido | CA | San Diego County | 92026 | US | San Diego Geographic Information Source - JPA
APCD2005-PTO-980663 | Active | 2009-07-31 | [34W] Registered Engine (Rule 12) | Verizon Wireless | Environmental Compliance | 3701 Arroyo Sorrento Rd San Diego, CA | 92130 | M | EMERGENCY STANDBY ENGINE: 68 BHP CUMMINS MODEL 4BT 3.9-G2 DIESEL FIRED ENGINE, S/N 45239978, DRIVING A GENERATOR. 980663 EAD 1/18/05 17CCR93115 SJE 11/05 | 1 | 0 | 0 | 0 | 1 | Diesel |  | 68 | 50.7076 | 2021-06-23 | 414.60 | 2021-06-23 | 414.60 | 0 | 0 | 0 | 32.9267 | -117.233 | 1 | range_interpolation | 3701 | Arroyo Sorrento Rd |  |  | San Diego | CA | San Diego County | 92130 | US | TIGER/LineÂ® dataset from the US Census Bureau
APCD2005-PTO-980685 | Active | 2009-07-31 | [34H] California Certified Emergency Standby Engine | SD CO OF E MESA DET FAC (PR0343) | Fernando Delacruz | 446 ALTA RD SAN DIEGO, CA | 92154 | S | EMERGENCY STANDBY ENGINE: CATERPILLAR DIESEL ENGINE, MODEL 3412C DITA, S/N BLG0043, RATED AT 1114 BHP, EPA CERTIFIED OF ENGINE FAMILY NUMBER 1CPXL27.0MRS, TURBO-CHARGED, AFTER-COOLED, DRIVING A 750 KW GENERATOR (S/N BCW00583). (980685-CCN-11/04) 17CCR93115 SJE11/05 | 1 | 0 | 0 | 0 | 1 | Diesel | 750 | 1114 | 750 | [5 empty] | 0 | 0 | 32.5911 | -116.9234 | 1 | rooftop | 446 | Alta Rd |  |  | San Diego | CA | San Diego County | 92154 | US | San Diego Geographic Information Source - JPA
APCD2005-PTO-980705 | Active | 2009-07-31 | [34H] California Certified Emergency Standby Engine | Lowes HIW Inc | General Manager | 9416 Mission Gorge Rd Santee, CA | 92071 | H | INTERNAL COMBUSTION ENGINE. MAKE: DETROIT DIESEL. MODEL: 6063HK35. SERIAL NO 0770516. YEAR OF MANUFACTURE: 2004. DIESEL FUELED. BHP RATING: 635 HP. EQUIPPED WITH TURBOCHARGER AND AFTERCOOLER. DRIVES AN ELECTRICAL EMERGENCY GENERATOR RATED AT 420 KW. JFTNEWJUL1404 17CCR93115 SJE11/05 (ATCM: S/N 06R074564) | 1 | 0 | 0 | 0 | 1 | Diesel | 420 | 635 | 420 | [5 empty] | 0 | 0 | 32.8398 | -116.9924 | 1 | rooftop | 9416 | Mission Gorge Rd |  |  | Santee | CA | San Diego County | 92071 | US | San Diego Geographic Information Source - JPA
APCD2005-PTO-980713 | Active | 2009-07-31 | [34H] California Certified Emergency Standby Engine | Charter Communications | Facility Manager | 7435 Girard Avenue La Jolla, CA | 92037 | I | Emergency Diesel Engine Generator: Cummins Inc., Model QSB7-G5 NR3, S/N 74409327, Model Year 2018; Engine Family JCEXL0409AAD; Tier 3 certified; 325 bhp rated; equipped with Johnson Matthey diesel particulate filter, Model JM-SDFP-2-H-BITO-CS-8-LP; driving a 175 kW emergency electrical generator. | 1 | 0 | 0 | 0 | 1 | Diesel | 175 | 325 | 175 | [5 empty] | 0 | 0 | 32.8397 | -117.272 | 1 | rooftop | 7435 | Girard Ave |  |  | LA Jolla | CA | San Diego County | 92037 | US | San Diego Geographic Information Source - JPA
APCD2005-PTO-980714 | Active | 2009-07-31 | [34H] California Certified Emergency Standby Engine | Time Warner Cable | Eric Lent | 10625 Scripps Ranch Bl, Ste E San Diego, CA | 92131 | F | Emergency Diesel Engine: Cummins Model QSB7-G5, S/N 74235558; Engine Family HCEXL0409AAD; tier 3 certified; 325 bhp rated; turbocharged with air cooler; equipped with a Johnson Matthey S-DPF diesel particulate filter; driving a 150 kW emergency generator | 1 | 0 | 0 | 0 | 1 | Diesel | 150 | 325 | 150 | 2022-04-06 | 38.50 | 2022-04-06 | 46.40 | 7.9 | 1185 | 1.0764 | 32.9134 | -117.1091 | 1 | rooftop | 10625 | Scripps Ranch Blvd | Ste | E | San Diego | CA | San Diego County | 92131 | US | San Diego Geographic Information Source - JPA
APCD2005-PTO-980719 | Active | 2009-07-31 | [34W] Registered Engine (Rule 12) | Charter Communications | Facility Manager | 12124 Alta Carmel Court San Diego, CA | 92128 | F | EMERGENCY STANDBY ENGINE: CUMMINS DIESEL ENGINE, MODEL 4BT3. 9-G2,S/N 45039921, RATED AT 102 BHP, DRIVING A GENERATOR. (980719-CCN-6/04) 17CCR93115 SJE11/05 | 1 | 0 | 0 | 0 | 1 | Diesel |  | 102 | 76.0614 | 2022-04-06 | 492.60 | 2022-04-06 | 494.80 | 2.2 | 167.3351 | 0.15201 | 32.9932 | -117.0706 | 1 | range_interpolation | 12124 | Alta Carmel Ct |  |  | San Diego | CA | San Diego County | 92128 | US | TIGER/LineÂ® dataset from the US Census Bureau
APCD2005-PTO-980720 | Active | 2009-07-31 | [34W] Registered Engine (Rule 12) | CenturyLink Communications DBA Level 3 Communications | Ken Langston | 7888 Ostrow Street San Diego, CA | 92111 | M | EMERGENCY STANDBY ENGINE: CUMMINS DIESEL ENGINE, MODEL 6BT5.9-G2,S/N 44777779, RATED AT 166 BHP, DRIVING A GENERATOR. (980720-CCN-6/04) 17CCR93115 SJE10/05 | 1 | 0 | 0 | 0 | 1 | Diesel |  | 166 | 123.7862 | 2021-08-05 | 744.30 | 2021-08-05 | 748.80 | 4.5 | 557.0379 | 0.50601 | 32.8142 | -117.1551 | 1 | rooftop | 7888 | Ostrow St |  |  | San Diego | CA | San Diego County | 92111 | US | San Diego Geographic Information Source - JPA
APCD2005-PTO-980721 | Active | 2009-07-31 | [34W] Registered Engine (Rule 12) | Charter Communications | Facility Manager | 4150 Regents Park Row La Jolla, CA | 92037 | I | EMERGENCY STANDBY ENGINE: CUMMINS DIESEL ENGINE, MODEL 4BT3.9-G2,S/N 45062924, RATED AT 102 BHP, DRIVING A GENERATOR. (980721-CCN-6/04) 17CCR93115 SJE10/05 | 1 | 0 | 0 | 0 | 1 | Diesel |  | 102 | 76.0614 | [5 empty] | 0 | 0 | 32.8732 | -117.2176 | 1 | rooftop | 4150 | Regents Park Row |  |  | LA Jolla | CA | San Diego County | 92037 | US | San Diego Geographic Information Source - JPA
APCD2005-PTO-980722 | Active | 2009-07-31 | [34W] Registered Engine (Rule 12) | Charter Communications | Facility Manager | 1110 Orange Avenue San Diego, CA | 92118 | O | EMERGENCY STANDBY ENGINE, CUMMINS DIESEL ENGINE, MODEL 6BT5.9-G2, S/N45444121, RATED AT 166 BHP, DRIVING A GENERATOR. (980722-CCN-12/04) 17CCR93115 SJE11/05 | 1 | 0 | 0 | 0 | 1 | Diesel |  | 166 | 123.7862 | [5 empty] | 0 | 0 | 32.6847 | -117.18 | 0.9 | rooftop | 1110 | Orange Ave |  |  | Coronado | CA | San Diego County | 92118 | US | San Diego Geographic Information Source - JPA
APCD2005-PTO-980723 | Active | 2009-07-31 | [34W] Registered Engine (Rule 12) | Charter Communications | Facility Manager | 3049 Clairemont Drive San Diego, CA | 92117 | M | EMERGENCY STANDBY ENGINE: CUMMINS DIESEL ENGINE, MODEL 4BT3.9-G1, S/N 45196818, RATED AT 102 BHP, DRIVING A GENERATOR. (980723-CCN-6/04) 17CCR93115 SJE10/05 | 1 | 0 | 0 | 0 | 1 | Diesel |  | 102 | 76.0614 | 2021-12-31 | 652.50 | 2022-08-24 | 677.70 | 25.2 | 1916.7473 | 1.7412 | 32.7946 | -117.1925 | 1 | rooftop | 3049 | Clairemont Dr |  |  | San Diego | CA | San Diego County | 92117 | US | San Diego Geographic Information Source - JPA
APCD2005-PTO-980724 | Active | 2009-07-31 | [34W] Registered Engine (Rule 12) | Charter Communications | Facility Manager | 4467 Clairemont Mesa Blvd San Diego, CA | 92117 | M | EMERGENCY STANDBY ENGINE: CUMMINS DIESEL ENGINE, MODEL 4BT3.9-G1,S/N 45192122, RATED AT 102 BHP, DRIVING A GENERATOR. (980724-CCN-6/04) 17CCR93115 SJE10/05 | 1 | 0 | 0 | 0 | 1 | Diesel |  | 102 | 76.0614 | 2021-12-31 | 768.60 | 2022-07-11 | 776.50 | 7.9 | 600.8851 | 0.54584 | 32.8338 | -117.1955 | 1 | rooftop | 4467 | Clairemont Mesa Blvd |  |  | San Diego | CA | San Diego County | 92117 | US | San Diego Geographic Information Source - JPA
APCD2005-PTO-980725 | Active | 2009-07-31 | [34W] Registered Engine (Rule 12) | Charter Communications | Facility Manager | 15950 Bernardo Center Drive San Diego, CA | 92127 | F | EMERGENCY STANDBY ENGINE: CUMMINS DIESEL ENGINE, MODEL 4BT3.9-G2, S/N 45065363, RATED AT 102 BHP, DRIVING A GENERATOR. (980725-CCN-6/04) 17CCR93115 SJE10/05 | 1 | 0 | 0 | 0 | 1 | Diesel |  | 102 | 76.0614 | 2022-04-06 | 459.70 | 2022-04-06 | 461.80 | 2.1 | 159.7289 | 0.1451 | 33.0079 | -117.0897 | 1 | rooftop | 15950 | Bernardo Center Dr |  |  | San Diego | CA | San Diego County | 92127 | US | San Diego Geographic Information Source - JPA
APCD2005-PTO-980790 | Active | 2009-07-31 | [34C] Emergency Standby Engine | City of Poway | Facilities Supervisor | 14322 Pomerado Rd Poway, CA | 92064 | F | EMERGENCY ENGINE: JOHN DEERE, MODEL 6081AF001, 347 BHP, DIESEL FIRED, TURBOCHARGED, AFTERCOOLED, S/N RG6081A162760. (980790 ALC 09/04) 17CCR93115 SJE10/05 | 1 | 0 | 0 | 0 | 1 | Diesel |  | 347 | 258.7579 | 2021-06-01 | 109.50 | 2022-05-31 | 115.30 | 5.8 | 1500.7958 | 1.3633 | 32.9782 | -117.0657 | 1 | rooftop | 14322 | Pomerado Rd |  |  | Poway | CA | San Diego County | 92064 | US | San Diego Geographic Information Source - JPA
APCD2005-PTO-980818 | Active | 2009-07-31 | [34C] Emergency Standby Engine | Vallecitos Water District |  | 813 Twin Oaks Valley Rd S San Marcos, CA | 92069 | B | ONE (1) EMERGENCY STANDBY ENGINE, CATERPILLAR ENGINE, 276 HP, NATURAL GAS FIRED, MODEL G3406 SINA, S/N: 4FD02610, TURBOCHARGED AND AFTERCOOLED, DRIVING A 111 GPM WATER PUMP. APPL# 980818 EFH 1005 | 0 | 0 | 1 | 0 | 1 | Natural Gas |  | 276 | 205.8132 | 2022-04-04 | 222.80 | 2022-04-04 | 223.20 | 0.4 | 82.3253 | 0.059789 | 33.1232 | -117.1655 | 0.89 | nearest_rooftop_match | 801 | Twin Oaks Valley Rd |  |  | San Marcos | CA | San Diego County | 92078 | US | San Diego Geographic Information Source - JPA
APCD2005-PTO-980831 | Active | 2009-07-31 | [34H] California Certified Emergency Standby Engine | CA INSTITUTE OF TECHNOLOGY |  | 35899 CANFIELD RD PALOMAR MOUNTAIN, CA | 92060 | B | EMERGENCY STANDBY ENGINE: -JOHN DEERE DIESEL ENGINE, MODEL 4045TF250, S/N PE4045T324077 RATED AT 134 BHP, MODEL YEAR 2002, EPA TIER 1 CERTIFIED OF ENGINE FAMILY NUMBER 2JDXL06.8014, TURBOCHARGED, DRIVING AN 80 KW GENERATOR (980831-CCN-6/05) 17CCR93115 SJE11/05 | 1 | 0 | 0 | 0 | 1 | Diesel | 80 | 134 | 80 | 2021-12-31 | 804.70 | 2022-07-12 | 893.30 | 88.6 | 7088 | 6.4387 | 33.3529 | -116.8655 | 1 | rooftop | 35899 | Canfield Rd |  |  | Palomar Mountain | CA | San Diego County | 92060 | US | San Diego Geographic Information Source - JPA
APCD2005-PTO-980836 | Active | 2009-07-31 | [34H] California Certified Emergency Standby Engine | Sea World San Diego | Steve Melanese | 500 Sea World Dr San Diego, CA | 92109 | I | EMERGENCY STANDBY ENGINE: JOHN DEERE DIESEL ENGINE, MODEL 6068TF250, S/N PE6068T308564, RATED AT 190 BHP, EPA CERTIFIED OF ENGINE FAMILY NUMBER 2JDXL06.8014, TURBOCHARGED, DRIVING A 142 KW GENERATOR. (980836-CCN-5/04)17CCR93115SJE11/05 | 1 | 0 | 0 | 0 | 1 | Diesel | 142 | 190 | 142 | [5 empty] | 0 | 0 | 32.7611 | -117.2219 | 1 | range_interpolation | 500 | Sea World Dr |  |  | San Diego | CA | San Diego County | 92109 | US | TIGER/LineÂ® dataset from the US Census Bureau
APCD2005-PTO-980846 | Active | 2009-07-31 | [34W] Registered Engine (Rule 12) | Verizon Wireless | Project Manager | 6426 Mt Ada Road San Diego, CA | 92111 | M | EMERGENCY ENGINE GENERATOR, 102 HP CUMMINS DIESEL ENGINE MODEL 4BT 3.9-G2, S/N 45241766. APPL# 980846 EFH 09/04 17CCR93115 SJE11/05 | 1 | 0 | 0 | 0 | 1 | Diesel |  | 102 | 76.0614 | 2022-04-07 | 472.10 | 2022-04-07 | 472.10 | 0 | 0 | 0 | 32.8196 | -117.1731 | 1 | rooftop | 6426 | MT Ada Rd |  |  | San Diego | CA | San Diego County | 92111 | US | San Diego Geographic Information Source - JPA
APCD2005-PTO-980847 | Active | 2005-12-03 | [34W] Registered Engine (Rule 12) | Verizon Wireless | Project Manager | 9565 Yolanda Ave San Diego, CA | 92123 | J | EMERGENCY ENGINE GENERATOR: 68 HP CUMMINS DIESEL ENGINE, MODEL 4B 3.9-G, S/N 45228861 APPL# 980847 EFH 04/04 17CCR93115 SJE 11/05 | 1 | 0 | 0 | 0 | 1 | Diesel |  | 68 | 50.7076 | 2021-05-07 | 467.90 | 2021-05-07 | 467.90 | 0 | 0 | 0 | 32.7909 | -117.1183 | 1 | range_interpolation | 9565 | Yolanda Ave |  |  | San Diego | CA | San Diego County | 92123 | US | TIGER/LineÂ® dataset from the US Census Bureau
APCD2005-PTO-980848 | Active | 2009-07-31 | [34W] Registered Engine (Rule 12) | Verizon Wireless | Project Manager | 17170 Mt Woodson #D Ramona, CA | 92065 | F | EMERGENCY ENGINE GENERATOR: 102 HP CUMMINS DIESEL ENGINE, MODEL 4BT 3.9-G2, S/N: 45237791. APPL# 980848 EFH 04/04 17 CCR93115 SJE 10/05 | 1 | 0 | 0 | 0 | 1 | Diesel |  | 102 | 76.0614 | 2021-11-24 | 680.90 | 2021-11-24 | 714.30 | 33.4 | 2540.4508 | 2.3077 | 33.0069 | -116.9569 | 1 | rooftop | 17170 | Mt Woodson Rd | # | D | Ramona | CA | San Diego County | 92065 | US | San Diego Geographic Information Source - JPA
APCD2005-PTO-980856 | Active | 2009-07-31 | [34W] Registered Engine (Rule 12) | Verizon Wireless | Project Manager | 8242 Valley High Rd Lakeside, CA | 92040 | H | EMERGENCY ENGINE GENERATOR: 166 HP CUMMINS DIESEL ENGINE MODEL NT495-G, S/N E84834700. APPL# 980856 EFH 04/04 17CCR93115 SJE 10/05 | 1 | 0 | 0 | 0 | 1 | Diesel |  | 166 | 123.7862 | [5 empty] | 0 | 0 | 32.8291 | -116.9423 | 1 | rooftop | 8242 | Valley High Rd |  |  | Lakeside | CA | San Diego County | 92040 | US | San Diego Geographic Information Source - JPA
APCD2005-PTO-980860 | Active | 2009-07-31 | [34C] Emergency Standby Engine | Target Corporation#T 201 | General Manager | 3245 Sports Arena Bl San Diego, CA | 92110 | I | EMERGENCY STANDBY ENGINE: FORD ENGINE, FUELED WITH NATURAL GAS AND PROPANE BACKUP, MODEL ESG-6421-6005-A, S/N 03-05-054837, RATED AT 57 BHP, MANUFACTURE YEAR: JUNE 2003. EQUIPPED WITH L-102 CLOSED LOOP EMISSION CONTROL SYSTEM, DRIVING A 35KW GENERATOR. (980860-CCN-10/04) | 0 | 0 | 1 | 1 | 2 | Natural Gas | 35 | 57 | 35 | 2022-08-19 | 285.70 | 2022-08-19 | 291.30 | 5.6 | 196 | 0.14235 | 32.7514 | -117.21 | 1 | rooftop | 3245 | Sports Arena Blvd |  |  | San Diego | CA | San Diego County | 92110 | US | San Diego Geographic Information Source - JPA
APCD2005-PTO-980861 | Active | 2009-07-31 | [34C] Emergency Standby Engine | Target Store T0305 | Store Manager | 8251 Mira Mesa Blvd San Diego, CA | 92126 | M | Emergency engine: General Motors, Model 5.7LTCAC, S/N 57L 0013920, rated at 158 bhp, fueled with natural gas with propane gas as backup fuel, EPA certified of engine family number KPSIB5.7EMT with three way catalyst , driving a 117.82 KW generator. | 0 | 0 | 1 | 1 | 2 | Natural Gas | 82 | 158 | 82 | 2021-09-20 | 12.20 | 2021-09-20 | 27.70 | 15.5 | 1271 | 0.92307 | 32.9112 | -117.1459 | 1 | rooftop | 8251 | Mira Mesa Blvd |  |  | San Diego | CA | San Diego County | 92126 | US | San Diego Geographic Information Source - JPA
APCD2005-PTO-980923 | Active | 2009-07-31 | [34W] Registered Engine (Rule 12) | Target Store T0997 | Store Manager | 5500 Grossmont Center Dr La Mesa, CA | 91942 | K | EMERGENCY STANDBY ENGINE, CUMMINS DIESEL ENGINE, MODEL 4BT3.9-64, S/N 45122850, RATED AT 102 BHP, TURBOCHARGED, DRIVING A GENERATOR WITH S/N A950565986. (980923-CCN-4/04) 17 CCR 93 115 SJE 11/05 | 1 | 0 | 0 | 0 | 1 | Diesel |  | 102 | 76.0614 | 2021-12-16 | 243.20 | 2022-05-17 | 253.00 | 9.8 | 745.4017 | 0.67712 | 32.7775 | -117.0116 | 1 | rooftop | 5500 | Grossmont Center Dr |  |  | LA Mesa | CA | San Diego County | 91942 | US | San Diego Geographic Information Source - JPA
APCD2005-PTO-980924 | Active | 2009-07-31 | [34H] California Certified Emergency Standby Engine | UCSD | General Manager | 9500 Gilman Dr Dept 0089 San Diego, CA | 92093 | I | EMERGENCY STANDBY ENGINE: CATERPILLAR DIESEL ENGINE, MODEL 3412DITA, S/N BLG02564 , RATED AT 1114 BHP, MODEL YEAR 2003, EPA TIER 1 CERTIFIED OF ENGINE FAMILY NUMBER 1CPXL27.0MRS, TURBOCHARGED, AFTERCOOLED, DRIVING A750 KW GENERATOR. (980924-CCN-6/05) | 1 | 0 | 0 | 0 | 1 | Diesel | 750 | 1114 | 750 | 2021-06-23 | 122.00 | 2022-07-21 | 130.00 | 8 | 6000 | 5.4504 | 32.8758 | -117.2396 | 0.9 | rooftop | 9500 | Gilman Dr | Dept | 89 | LA Jolla | CA | San Diego County | 92093 | US | San Diego Geographic Information Source - JPA
APCD2005-PTO-980940 | Active | 2009-07-31 | [34W] Registered Engine (Rule 12) | AT&T Mobility Hubbard Hill 14505 | Richard Armstrong | 1225 Hubbard Av ESCONDIDO, CA | 92027 | D | BACKUP EMERGENCY GENERATOR: 61 BHP CUMMINS MODEL 4B-3.9, S/N 44137155, DRIVING A KOHLER GENERATOR MODEL 40R0Z261, DIESEL FIRED S/N: 174198. | 1 | 0 | 0 | 0 | 1 | Diesel |  | 61 | 45.4877 | 2021-12-31 | 307.60 | 2022-02-01 | 345.80 | 38.2 | 1737.6301 | 1.5785 | 33.1538 | -117.077 | 1 | range_interpolation | 1225 | Hubbard Ave |  |  | Escondido | CA | San Diego County | 92027 | US | TIGER/LineÂ® dataset from the US Census Bureau
APCD2005-PTO-980941 | Active | 2009-07-31 | [34W] Registered Engine (Rule 12) | AT&T MOBILITY RUFFNER 14498 |  | 7480 CONVOY CT SAN DIEGO, CA | 92111 | M | EMERGENCY STANDBY ENGINE: 523 BHP CATERPILLAR MODEL 3406 DIESEL FIRED ENGINE, S/N: 2WB14568 DRIVING A KAMAG MODEL A230850006 GENERATOR, S/N: 10810EAD 980941 9/1/04 17 CCR 93115 SJE 12/05 | 1 | 0 | 0 | 0 | 1 | Diesel |  | 523 | 390.0011 | 2021-09-02 | 131.00 | 2021-09-02 | 131.00 | 0 | 0 | 0 | 32.8352 | -117.1578 | 1 | rooftop | 7480 | Convoy Ct |  |  | San Diego | CA | San Diego County | 92111 | US | Sandoval
APCD2005-PTO-980942 | Active | 2009-07-31 | [34W] Registered Engine (Rule 12) | AT&T Mobility LLC Lake Hodges 14540 | Richard Armstrong | 2646 Mary Lane Escondido, CA | 92025 | D | BACKUP EMERGENCY GENERATOR: 83.3 BHP DIESEL FIRED ENGINE (Mfr: Hino, Model: W04D, S/N: A34328), DRIVING A GENERAC 50kW GENERATOR, MODEL 94A 01337-S, S/N 2012022. | 1 | 0 | 0 | 0 | 1 | Diesel | 50 | 833 | 50 | 2021-12-31 | 189.20 | 2022-02-01 | 199.60 | 10.4 | 520 | 0.47236 | 33.093 | -117.0428 | 1 | rooftop | 2646 | Mary Ln |  |  | Escondido | CA | San Diego County | 92025 | US | Sandoval
APCD2005-PTO-980943 | Active | 2009-07-31 | [34W] Registered Engine (Rule 12) | AT&T Mobility Vista 14508 | Richard Armstrong | 2374 Edgehill Rd Vista, CA | 92084 | B | BACKUP EMERGENCY GENERATOR: 58.6 BHP CUMMINS MODEL 4B-3.9, DIESEL FIRED, S/N: 44137152, DRIVING A KOHLER GENERATOR, MODEL 40R0Z261, S/N: 174199980943 EAD 6/1/05 17 CCR 93115 SJE 11/05 | 1 | 0 | 0 | 0 | 1 | Diesel |  | 586 | 436.9802 | 2022-04-18 | 319.80 | 2022-04-18 | 322.00 | 2.2 | 961.3564 | 0.87329 | 33.214 | -117.1984 | 1 | rooftop | 2374 | Edge Hill Rd |  |  | Vista | CA | San Diego County | 92084 | US | San Diego Geographic Information Source - JPA
APCD2005-PTO-980944 | Active | 2009-07-31 | [34W] Registered Engine (Rule 12) | AT&T Mobility Poway 14535 | Richard Armstrong | 12544 Kirkham Ct Poway, CA | 92064 | F | BACKUP EMERGENCY GENERATOR: 67 BHP HINO MODEL W04D, DIESEL FIRED S/N: 980944, DRIVING A GENERAC GENERATOR, MODEL 4.0L, S/N: 64238 980944 EAD 6/1/05 17 CCR 93115 SJE 12/05 | 1 | 0 | 0 | 0 | 1 | Diesel |  | 67 | 49.9619 | 2021-10-12 | 379.10 | 2021-10-12 | 387.40 | 8.3 | 414.6838 | 0.3767 | 32.9434 | -117.0524 | 1 | range_interpolation | 12544 | Kirkham Ct |  |  | Poway | CA | San Diego County | 92064 | US | TIGER/LineÂ® dataset from the US Census Bureau
APCD2005-PTO-980945 | Active | 2009-07-31 | [34W] Registered Engine (Rule 12) | AT&T Mobility Encinitas 14534 | Richard Armstrong | 6510 Black Rail Rd Carlsbad, CA | 92009 | E | BACKUP EMERGENCY GENERATOR: 61 BHP CUMMINS MODEL 4B-3.9, DIESEL FIRED, S/N: 44130162, DRIVING A KOHLER GENERATOR, MODEL 40R0Z261, S/N: 174264980945 EAD 6/1/05 17 CCR 93115 SJE 12/05 | 1 | 0 | 0 | 0 | 1 | Diesel |  | 61 | 45.4877 | [5 empty] | 0 | 0 | 33.1133 | -117.2879 | 0.9 | range_interpolation | 6510 | Black Rail Rd |  |  | Carlsbad | CA | San Diego County | 92011 | US | TIGER/LineÂ® dataset from the US Census Bureau
APCD2005-PTO-980946 | Active | 2009-07-31 | [34W] Registered Engine (Rule 12) | AT&T Mobility Brown Field 23170 | Richard Armstrong | 2001 Sanyo Av San Diego, CA | 92154 | S | BACKUP EMERGENCY GENERATOR: 67 BHP DIESEL FIRED ENGINE, DRIVING A GENERAC GENERATOR, MODEL 64238, S/N: W04DA28387 980946 EAD 6/1/05 17 CCR 93115 SJE 12/05 | 1 | 0 | 0 | 0 | 1 | Diesel |  | 67 | 49.9619 | 2021-08-16 | 253.50 | 2021-08-16 | 257.60 | 4.1 | 204.8438 | 0.18608 | 32.5631 | -116.9386 | 1 | rooftop | 2001 | Sanyo Ave |  |  | San Diego | CA | San Diego County | 92154 | US | San Diego Geographic Information Source - JPA
APCD2005-PTO-980949 | Active | 2009-07-31 | [34W] Registered Engine (Rule 12) | AT&T Mobility Chula Vista 14480 | Richard Armstrong | 651 Point Barrow Chula Vista, CA | 91911 | R | BACKUP EMERGENCY ENGINE: 82 BHP CUMMINS MODEL 4BT-3.9, DIESEL FIRED, S/N: 44123957 DRIVING A KOHLER GENERATOR, MODEL 60RZ261, S/N: 171533980949 EAD 6/1/05 17 CCR 93115 SJE 11/05 | 1 | 0 | 0 | 0 | 1 | Diesel |  | 82 | 61.1474 | 2021-08-18 | 289.60 | 2022-05-11 | 300.90 | 11.3 | 690.9656 | 0.62767 | 32.6058 | -117.0258 | 1 | rooftop | 651 | Point Barrow Dr |  |  | Chula Vista | CA | San Diego County | 91911 | US | San Diego Geographic Information Source - JPA
APCD2005-PTO-980951 | Active | 2009-07-31 | [34W] Registered Engine (Rule 12) | AT&T Mobility Fallbrook 14442 | Richard Armstrong | 3662 E Mission Road Fallbrook, CA | 92028 | A | BACKUP EMERGENCY GENERATOR: MFR: HINO/GENERAC, MODEL 64238, 4.0 L, S/N: WO4DA20261, DIESEL FIRED, 67 BHP, DRIVING A GENERAC GENERATOR, MODEL: 87-AO1990-S, S/N: 840652 980951 EAD 6/1/05 17 CCR 93115 SJE 12/05 | 1 | 0 | 0 | 0 | 1 | Diesel |  | 67 | 49.9619 | [5 empty] | 0 | 0 | 33.3906 | -117.1844 | 1 | range_interpolation | 3662 | E Mission Rd |  |  | Fallbrook | CA | San Diego County | 92028 | US | TIGER/LineÂ® dataset from the US Census Bureau
APCD2005-PTO-980952 | Active | 2009-07-31 | [34W] Registered Engine (Rule 12) | AT&T Mobility Salt Flats 14465 | Richard Armstrong | 775 Anita St Chula Vista, CA | 91911 | R | BACKUP EMERGENCY GENERATOR: 80 BHP HINO/GENERAC MODEL 85677, 4.0 L DIESEL FIRED ENGINE, S/N: W04DA32720, DRIVING A GENERATOR, MODEL 93A024295, S/N: 2007862 980952 EAD 6/1/05 17 CCR 93115 SJE 12/05 | 1 | 0 | 0 | 0 | 1 | Diesel |  | 80 | 59.656 | 2022-05-11 | 514.50 | 2022-05-11 | 515.10 | 0.6 | 35.7936 | 0.032515 | 32.5978 | -117.0868 | 1 | rooftop | 775 | Anita St |  |  | Chula Vista | CA | San Diego County | 91911 | US | San Diego Geographic Information Source - JPA
APCD2005-PTO-980953 | Active | 2009-07-31 | [34W] Registered Engine (Rule 12) | AT&T Mobility Carmel Valley 14544 | Richard Armstrong | 2646 Del Mar Heights Del Mar, CA | 92014 | E | BACKUP EMERGENCY GENERATOR: 83.8 BHP GENERAC MODEL 85677, DIESEL FIRED ENGINE S/N: W04DA34321, DRIVING A GENERAC GENERATOR, MODEL 94A01337-S, S/N: 2012013 (MODEL 85677) 980953 EAD 6/1/05 | 1 | 0 | 0 | 0 | 1 | Diesel |  | 838 | 624.8966 | [5 empty] | 0 | 0 | 32.9507 | -117.2461 | 1 | rooftop | 2646 | Del Mar Heights Rd |  |  | Del Mar | CA | San Diego County | 92014 | US | San Diego Geographic Information Source - JPA
APCD2005-PTO-980954 | Active | 2009-07-31 | [34W] Registered Engine (Rule 12) | AT&T Mobility Lemon Grove 14468 | Richard Armstrong | 7227 Broadway LEMON GROVE, CA | 91945 | N | BACKUP EMERGENCY GENERATOR: 67 BHP DIESEL ENGINE, DRIVING A GENERAC GENERATOR, MODEL 64238, S/N: W04DA28248 980954 EAD 6/1/05 17 CCR 93115 SJE 12/05 | 1 | 0 | 0 | 0 | 1 | Diesel |  | 67 | 49.9619 | 2021-09-23 | 308.10 | 2022-06-09 | 329.60 | 21.5 | 1074.1808 | 0.97578 | 32.7421 | -117.0421 | 1 | rooftop | 7227 | Broadway |  |  | Lemon Grove | CA | San Diego County | 91945 | US | San Diego Geographic Information Source - JPA
APCD2005-PTO-980955 | Active | 2009-07-31 | [34W] Registered Engine (Rule 12) | AT&T Mobility Spring Valley 14493 | Richard Armstrong | 8691 Echo Dr #1 La Mesa, CA | 91941 | K | BACKUP EMERGENCY GENERATOR: 67 BHP HINO MODEL 4.0 L, DIESEL FIRED, S/N: W04DA33876, DRIVING A GENERAC GENERATOR, MODEL 93A05499-S, S/N: 2011643980955 EAD 6/1/05 (MODEL 64238) 17 CCR 93115 SJE 12/05 | 1 | 0 | 0 | 0 | 1 | Diesel |  | 67 | 49.9619 | 2021-12-06 | 198.40 | 2022-06-02 | 200.10 | 1.7 | 84.9352 | 0.077155 | 32.7561 | -117.011 | 1 | rooftop | 8691 | Echo Dr | # | 1 | LA Mesa | CA | San Diego County | 91941 | US | San Diego Geographic Information Source - JPA
APCD2005-PTO-980956 | Active | 2009-07-31 | [34W] Registered Engine (Rule 12) | AT&T Mobility Colleg 14449 | Richard Armstrong | 5300 Campanile Dr San Diego, CA | 92115 | J | BACKUP EMERGENCY GENERATOR: 67 BHP DIESEL FIRED ENGINE, SERIAL NUMBER 050913, DRIVING A GENERAC GENERATOR, MODEL 94A01520-S, S/N: 2012271. 980956 EAD 6/1/05 17 CCR 93115 SJE 12/05 | 1 | 0 | 0 | 0 | 1 | Diesel |  | 67 | 49.9619 | [5 empty] | 0 | 0 | 32.7759 | -117.0719 | 1 | rooftop | 5300 | Campanile Dr |  |  | San Diego | CA | San Diego County | 92115 | US | San Diego Geographic Information Source - JPA
APCD2005-PTO-980957 | Active | 2009-07-31 | [34W] Registered Engine (Rule 12) | AT&T Mobility Soledad 14503 | Richard Armstrong | 2122 Via Casa Alta San Diego, CA | 92037 | I | BACKUP EMERGENCY GENERATOR: 82 BHP CUMMINS MODEL 4BT-3.9, DIESEL FIRED, S/N: 44124029, DRIVING A KOHLER GENERATOR, MODEL 50R0Z281, S/N: 171540980957 EADS 6/1/05 17 CCR 93115 SJE 12/05 | 1 | 0 | 0 | 0 | 1 | Diesel |  | 82 | 61.1474 | 2022-07-28 | 301.80 | 2022-07-28 | 305.60 | 3.8 | 232.3601 | 0.21107 | 32.841 | -117.2539 | 0.9 | range_interpolation | 2122 | Via Casa Alta |  |  | LA Jolla | CA | San Diego County | 92037 | US | TIGER/LineÂ® dataset from the US Census Bureau
APCD2005-PTO-980959 | Active | 2009-07-31 | [34W] Registered Engine (Rule 12) | AT&T Mobility Country Estates 1454 | General Manager | 18303 Spring Wagon Rd Ramona, CA | 92065 | F | BACKUP EMERGENCY GENERATOR: 67 BHP DIESEL FIRED ENGINE, DRIVING A GENERAC GENERATOR, MODEL W04D, S/N: A35289 980959 EAD 6/1/05 17 CCR 93 115 SJE 12/05 | 1 | 0 | 0 | 0 | 1 | Diesel |  | 67 | 49.9619 | 2021-11-23 | 743.50 | 2021-11-23 | 758.00 | 14.5 | 724.4475 | 0.65808 | 33.0277 | -116.8279 | 1 | rooftop | 18303 | Spring Wagon Rd |  |  | Ramona | CA | San Diego County | 92065 | US | San Diego Geographic Information Source - JPA
APCD2005-PTO-980961 | Active | 2009-07-31 | [34W] Registered Engine (Rule 12) | AT&T Mobility Oceanside 23168 | Site Contact | 625 Benet Hill Rd Oceanside, CA | 92058 | A | BACKUP EMERGENCY GENERATOR: 82 BHP CUMMINS MODEL 4BT-3.9, DIESEL FIRED S/N: 44155666 / 186813, DRIVING A GENERATOR 980961 EAD 6/1/05 17 CCR 93115 SJE 12/05 | 1 | 0 | 0 | 0 | 1 | Diesel |  | 82 | 61.1474 | 2021-11-16 | 208.70 | 2022-07-20 | 226.30 | 17.6 | 1076.1942 | 0.97761 | 33.2203 | -117.3632 | 1 | range_interpolation | 625 | Benet Hill Rd |  |  | Oceanside | CA | San Diego County | 92058 | US | TIGER/LineÂ® dataset from the US Census Bureau
APCD2005-PTO-980962 | Active | 2009-07-31 | [34W] Registered Engine (Rule 12) | AT&T Mobility Borrego Springs 2317 | Richard Armstrong | 2332 Stirrup Rd Borrego Springs, CA | 92004 | D | BACKUP EMERGENCY GENERATOR: MFR: HINO, MODEL 4.0 L, S/N: W04DA28413, DIESEL FIRED, 67 BHP, DRIVING A GENERAC GENERATOR, MODEL 91A-01135-S, S/N: 995152 (MODEL 64238) | 1 | 0 | 0 | 0 | 1 | Diesel |  | 67 | 49.9619 | 2021-11-05 | 152.00 | 2021-11-05 | 162.00 | 10 | 499.619 | 0.45385 | 33.2612 | -116.372 | 1 | rooftop | 2332 | Stirrup Rd |  |  | Borrego Springs | CA | San Diego County | 92004 | US | San Diego Geographic Information Source - JPA
APCD2005-PTO-980963 | Active | 2009-07-31 | [34W] Registered Engine (Rule 12) | AT&T Mobility El Camino Real 14507 | Richard Armstrong | 2 Barnard Wy Oceanside, CA | 92056 | C | BACKUP EMERGENCY GENERATOR: 83.8 BHP HINO MODEL 4.0 L DIESEL FIRED ENGINE S/N: WO4DA28692, DRIVING A GENERAC GENERATOR, MODEL 91A01132-S (MODEL 64238) 980963 EAD 6/1/05 17 CCR 93115 SJE 11/05 | 1 | 0 | 0 | 0 | 1 | Diesel |  | 838 | 624.8966 | 2021-12-01 | 494.40 | 2022-07-20 | 501.70 | 7.3 | 4561.7452 | 4.1439 | 33.1885 | -117.299 | 0.7 | street_center |  | Barnard Dr |  |  | Oceanside | CA | San Diego County | 92056 | US | TIGER/LineÂ® dataset from the US Census Bureau
APCD2005-PTO-980970 | Active | 2009-07-31 | [34C] Emergency Standby Engine | Sea World San Diego | Steve Melanese | 500 Sea World Dr San Diego, CA | 92109 | I | EMERGENCY STANDBY ENGINE: CLARK USA DIESEL ENGINE, MODEL JU4H-UF40, S/N PE4045T289154, RATED AT 94 BHP, TURBOCHARGED, DRIVING A WATER PUMP. (980970-CCN-5/04) 17CCR93115SJE12/05 | 1 | 0 | 0 | 0 | 1 | Diesel |  | 94 | 70.0958 | [5 empty] | 0 | 0 | 32.7611 | -117.2219 | 1 | range_interpolation | 500 | Sea World Dr |  |  | San Diego | CA | San Diego County | 92109 | US | TIGER/LineÂ® dataset from the US Census Bureau
APCD2005-PTO-980977 | Active | 2009-07-31 | [34H] California Certified Emergency Standby Engine | SD CO OF SHERIFFS SUB STATION |  | 28205 LAKE WOHLFORD RD N VALLEY CENTER, CA | 92082 | B | INTERNAL COMBUSTION ENGINE. MAKE: PERKINS. MODEL: 1104C-TAG-1, SERIAL NO: KD4P00181. YEAR OF MANUFACTURE: 2004. BHP RATING: 126 HP. EQUIPPED WITH A TURBOCHARGER. DRIVES AN ELECTRICAL EMERGENCY GENERATOR. JFT NEW SEP 03 04 17CCR93115 SJE 10/05 | 0 | 0 | 0 | 0 | 0 | Unknown |  | 126 | 93.9582 | 2022-03-29 | 244.50 | 2022-03-29 | 244.50 | 0 | 0 | 0 | 33.2257 | -116.9756 | 1 | range_interpolation | 28205 | Lake Wohlford Rd |  |  | Valley Center | CA | San Diego County | 92082 | US | TIGER/LineÂ® dataset from the US Census Bureau
APCD2005-PTO-980981 | Active | 2009-07-31 | [34W] Registered Engine (Rule 12) | El Camino Tower II LLC | Facility Manager | 12264 El Camino Real San Diego, CA | 92130 | M | EMERGENCY ENGINE GENERATOR: 317 HP CUMMINS DIESEL ENGINE MODEL 6CTAA 8.3, S/N 46131544.APPL# 980726 EFH 04/04 17CCR93115 SJE11/05 | 1 | 0 | 0 | 0 | 1 | Diesel |  | 317 | 236.3869 | 2022-08-19 | 337.50 | 2022-08-19 | 341.80 | 4.3 | 1016.4637 | 0.92335 | 32.9397 | -117.2408 | 1 | rooftop | 12264 | El Camino Real |  |  | San Diego | CA | San Diego County | 92130 | US | San Diego Geographic Information Source - JPA
APCD2005-PTO-980988 | Active | 2009-07-31 | [34W] Registered Engine (Rule 12) | Verizon Wireless | Project Manager | 12195 1/2 Highway 94 Spring Valley, CA | 91978 | Q | EMERGENCY ENGINE GENERATOR, 166 JOHN DEERE DIESEL ENGINE MODEL 6059TF003 S/N CDC6059T398677 APPL# 980988 EFH 04/04 17CCR93115 SJE10/05 | 1 | 0 | 0 | 0 | 1 | Diesel |  | Unknown | Unknown | 2021-12-31 | 949.50 | 2022-05-13 | 970.10 | 20.6 | #VALUE! | 0 | 32.6955 | -116.9371 | 0.99 | rooftop | 12195 | Highway 94 |  |  | Spring Valley | CA | San Diego County | 91978 | US | San Diego Geographic Information Source - JPA
APCD2005-PTO-980996 | Active | 2009-07-31 | [34H] California Certified Emergency Standby Engine | PACIFIC BELL SBC |  | 756 ORANGE AV CORONADO, CA | 92118 | O | EMERGENCY ENGINE: CATERPILLAR, MODEL 3512B, 1807 BHP, DIESEL FIRED, TURBOCHARGED, AFTERCOOLED, CARB CERTIFICATION NO. 4CPXL58.6ERK, S/N: 1GZ01841. (980996 ALC 02/05)17 CCR 93 115 SJE 12/05 | 1 | 0 | 0 | 0 | 1 | Diesel |  | 1807 | 1347.4799 | [5 empty] | 0 | 0 | 32.6893 | -117.1784 | 1 | rooftop | 756 | Orange Ave |  |  | Coronado | CA | San Diego County | 92118 | US | San Diego Geographic Information Source - JPA
APCD2005-PTO-981034 | Active | 2009-07-31 | [34H] California Certified Emergency Standby Engine | USMC Base Public Utilities U21 | Air Quality Section | Bldg 200833 Camp Pendleton, CA | 92055 | A | Emergency standby engine: Volvo diesel engine, Model TAD1031GE, S/N: 2100328271, rated at 400 bhp, EPA certified of Engine Family Number 3VPXL09.6ACB, turbocharged, aftercooled, driving a 250 kw generator. (981034 ALC 07/04) 17 CCR 93115 SJE 12/05 BLDG 200833(003966-CCN-4/2015) | 1 | 0 | 0 | 0 | 1 | Diesel | 250 | 400 | 250 | [5 empty] | 0 | 0 | 33.3877 | -117.4448 | 0.5 | place |  |  |  |  | Camp Pendleton | CA | San Diego County | 92055 | US | TIGER/LineÂ® dataset from the US Census Bureau
APCD2005-PTO-981052 | Active | 2009-07-31 | [34H] California Certified Emergency Standby Engine | USN Amphibious Base Coronado | Commanding Officer | Silver Strand Bl Coronado, CA | 92155 | O | ONE (1) EMERGENCY STANDBY ENGINE, PERKINS, 91 HP, DIESEL FIRED, MODEL 2048/1800, S/N AQ37544*U308547K, EPA CERTIFIED, FAMILY NUMBER PKXL03.9KI, TURBO CHARGED. APPL# 981052 EFH 1005 | 1 | 0 | 0 | 0 | 1 | Diesel |  | 91 | 67.8587 | 2022-04-27 | 259.20 | 2022-04-27 | 260.00 | 0.8 | 54.287 | 0.049314 | 32.6596 | -117.1554 | 1 | street_center |  | Silver Strand Blvd |  |  | Coronado | CA | San Diego County | 92118 | US | TIGER/LineÂ® dataset from the US Census Bureau
APCD2005-PTO-981120 | Active | 2009-07-31 | [34H] California Certified Emergency Standby Engine | COUNTY OF SAN DIEGO (RCS) | Ron Rudd | 2395 WILLITS RD ALPINE, CA | 91901 | H | Emergency Engine: Kohler, Model KG6208 6.2L, 103 BHP, lpg fired, Engine Family No. KKHXB06.2NNG, S/N OE20191324; equipped with a catalytic converter, Nett Technologies, Model KG40; driving a 53-kW generator. | 0 | 0 | 0 | 0 | 0 | LPG | 53 | 103 | 53 | 2022-01-01 | 101.60 | 2022-01-01 | 105.90 | 4.3 | 227.9 | 0.22624 | 32.8127 | -116.7978 | 1 | rooftop | 2395 | Willits Rd |  |  | Alpine | CA | San Diego County | 91901 | US | San Diego Geographic Information Source - JPA
APCD2005-PTO-981125 | Active | 2009-07-31 | [34H] California Certified Emergency Standby Engine | County of San Diego - Dept of Gen Services | Scott Haynes | 1684 Tierra Del Sol Rd. Boulevard, CA | 91905 | R | Emergency Diesel Engine Generator: Kohler, Model KDI 3404TCR94, 94 BHP, S/N 4833703650, Engine Family JKHXL3.36TCR, Tier 4f certified; driving a 58-kW emergency electrical generator. | 1 | 0 | 0 | 0 | 1 | Diesel | 58 | 94 | 58 | 2021-05-27 | 115.50 | 2022-03-15 | 188.70 | 73.2 | 4245.6 | 3.8567 | 32.6475 | -116.3181 | 1 | rooftop | 1684 | Tierra Del Sol Rd |  |  | Boulevard | CA | San Diego County | 91905 | US | San Diego Geographic Information Source - JPA
APCD2005-PTO-981126 | Active | 2009-07-31 | [34W] Registered Engine (Rule 12) | COUNTY OF SAN DIEGO (RCS) |  | 29564 SIERRO ROJO LN VALLEY CENTER, CA | 92082 | B | EMERGENCY ENGINE GENERATOR, 88.9HP OLYMPIA PROPANE FIRED ENGINE, MODEL 7,4L, S/N 76785. (EUBANKS MODEL W60CS00BF00A, S/N 96D-P30100) APPL# 981126 EFH 06/04(EAD 07/04) | 0 | 0 | 0 | 1 | 1 | Propane |  | 88.9 | 66.2927 | 2022-04-05 | 439.20 | 2022-04-05 | 449.30 | 10.1 | 669.5566 | 0.55165 | 33.2479 | -117.0763 | 1 | range_interpolation | 29564 | Sierra Rojo Ln |  |  | Valley Center | CA | San Diego County | 92082 | US | TIGER/LineÂ® dataset from the US Census Bureau
APCD2005-PTO-981129 | Active | 2009-07-31 | [34W] Registered Engine (Rule 12) | COUNTY OF SAN DIEGO (RCS) |  | 1510 LA PLAZA SAN MARCOS, CA | 92078 | E | EMERGENCY ENGINE GENERATOR, 88.9 HP OLYMPIAN ENGINE, PROPANE FIRED, MODEL 96A05923-S, S/N 231444. APPL# 981129 EFH 06/29 | 0 | 0 | 0 | 1 | 1 | Propane |  | 88.9 | 66.2927 | [5 empty] | 0 | 0 | 33.1165 | -117.2053 | 1 | range_interpolation | 1510 | LA Plaza Dr |  |  | San Marcos | CA | San Diego County | 92078 | US | TIGER/LineÂ® dataset from the US Census Bureau
APCD2005-PTO-981130 | Active | 2009-07-31 | [34W] Registered Engine (Rule 12) | COUNTY OF SAN DIEGO (RCS) |  | 6902 BARKER WY SAN DIEGO, CA | 92119 | J | EMERGENCY ENGINE GENERATOR, 88.9 HP OLYMPIAN ENGINE, PROPANE FIRED, MODEL 96A05850-S, S/N 203187. APPL# 981130 EFH 06/04 | 0 | 0 | 0 | 1 | 1 | Propane |  | 88.9 | 66.2927 | [5 empty] | 0 | 0 | 32.8109 | -117.0345 | 1 | rooftop | 6902 | Barker Way |  |  | San Diego | CA | San Diego County | 92119 | US | San Diego Geographic Information Source - JPA
APCD2005-PTO-981131 | Active | 2009-07-31 | [34W] Registered Engine (Rule 12) | COUNTY OF SAN DIEGO (RCS) |  | 10965 SUNRISE HY MOUNT LAGUNA, CA | 91948 | R | EMERGENCY ENGINE GENERATOR, 88.9 HP OLYMPIA ENGINE, PROPANE FIRED MODEL 95A06911-S, Part Number: 76785. APPL# 981131 EFH 06/04 | 0 | 0 | 0 | 1 | 1 | Propane |  | 88.9 | 66.2927 | 2021-06-02 | 1191.20 | 2022-03-21 | 1325.30 | 134.1 | 8889.8551 | 7.3244 | 32.8955 | -116.422 | 1 | rooftop | 10965 | Sunrise Hwy |  |  | Mount Laguna | CA | San Diego County | 91948 | US | Sandoval
APCD2005-PTO-981133 | Active | 2009-07-31 | [34H] California Certified Emergency Standby Engine | County of San Diego - DPW | Ramil Cruz | 12199 HY 94 SPRING VALLEY, CA | 91978 | Q | Emergency Engine: Kohler, Model KG6208 6.2L, 103 BHP, lpg fired, Engine Family No. KKHXB06.2NNG, S/N OE20191333 ; equipped with a catalytic converter, Nett Technologies, Model KG40; driving a 63-kW generator. | 0 | 0 | 0 | 0 | 0 | LPG | 63 | 103 | 63 | 2021-08-17 | 39.56 | 2021-08-17 | 56.70 | 17.14 | 1079.82 | 1.072 | 32.7184 | -117.0001 | 0.5 | place |  |  |  |  | Spring Valley | CA | San Diego County | 91977 | US | TIGER/LineÂ® dataset from the US Census Bureau
APCD2005-PTO-981202 | Active | 2009-07-31 | [34H] California Certified Emergency Standby Engine | Trellis Fifth Ave HOA | Facility Manager | 530 K St San Diego, CA | 92101 | N | INTERNAL COMBUSTION ENGINE. MAKE: DETROIT DIESEL. MODEL: 12.7 SERIES 60. SERIAL NO.: 06R0775837. YEAR OF MANUFACTURE: 2004. BHP RATING: 415 HP. DIESEL FUELED, TURBO CHARGED AND INTER COOLED. DRIVES AN ELECTRICAL EMERGENCY GENERATOR RATED AT 230 KW JFT NEW JUN 07 05 | 1 | 0 | 0 | 0 | 1 | Diesel | 230 | 415 | 230 | 2021-10-22 | 194.50 | 2022-06-28 | 234.30 | 39.8 | 9154 | 8.3154 | 32.7086 | -117.1596 | 1 | rooftop | 530 | K St |  |  | San Diego | CA | San Diego County | 92101 | US | San Diego Geographic Information Source - JPA
APCD2005-PTO-981230 | Active | 2009-07-31 | [34H] California Certified Emergency Standby Engine | Navy Federal Credit Union | Manuel Manipan | 9999 Willow Creek Rd San Diego, CA | 92131 | F | INTERNAL COMBUSTION ENGINE. MAKE: JOHN DEERE. MODEL: 6068HF150, SERIAL NO. PE6068H311015; BHP RATING: 251 HP. DIESEL FUELED. EQUIPPED WITH TURBOCHARGER. DRIVES AN ELECTRICAL EMERGENCY GENERATOR RATED AT 150 KW. JFT NEW JUL 21 05 | 1 | 0 | 0 | 0 | 1 | Diesel | 150 | 251 | 150 | 2021-07-07 | 387.70 | 2022-06-28 | 417.40 | 29.7 | 4455 | 4.0469 | 32.8934 | -117.1054 | 1 | rooftop | 9999 | Willow Creek Rd |  |  | San Diego | CA | San Diego County | 92131 | US | San Diego Geographic Information Source - JPA
APCD2005-PTO-981264 | Active | 2009-07-31 | [34H] California Certified Emergency Standby Engine | UCSD | General Manager | 9500 Gilman Dr Dept 0089 San Diego, CA | 92093 | I | EMERGENCY STANDBY ENGINE: CUMMINS DIESEL ENGINE, MODEL 6CTAA8.3-G3, S/N 46414440, RATED AT 317 BHP, MODEL YEAR 2003, EPA TIER 2 CERTIFIED OF ENGINE FAMILY NUMBER 3CEXL0505ACB, TURBOCHARGED, AFTERCOOLED, DRIVING A 200 KW GENERATOR. (981264-CCN-6/05) EBU#3 | 1 | 0 | 0 | 0 | 1 | Diesel | 200 | 317 | 200 | 2021-06-23 | 82.90 | 2022-07-22 | 93.90 | 11 | 2200 | 1.9985 | 32.8758 | -117.2396 | 0.9 | rooftop | 9500 | Gilman Dr | Dept | 89 | LA Jolla | CA | San Diego County | 92093 | US | San Diego Geographic Information Source - JPA
APCD2005-PTO-981350 | Active | 2009-07-31 | [34H] California Certified Emergency Standby Engine | USN Weapons Station | Joy Cernac | 700 Ammunition Rd. Fallbrook, CA | 92028 | A | EMERGENCY STANDBY ENGINE: MFR: JOHN DEERE ENGINE, 190 HP, DIESEL FIRED, MODEL: 6068HF275, S/N: PE6068H304170, CARB CERTIFICATION NUMBER 3JDXL06.8049, (TIER 2) TURBO-CHARGED, ENGINE MANUFACTURE YEAR 2003, DRIVING A 125 KW GENERATOR (MFR: KATOLIGHT, MODEL: D125FPJ4, SERIAL: LM650285 93073-3-1203). APPL# 981350 EFH 0905 17CCR93115 SJE12/05 BLDG #100 (FIRE STATION) | 1 | 0 | 0 | 0 | 1 | Diesel | 125 | 190 | 125 | [5 empty] | 0 | 0 | 33.3698 | -117.2598 | 1 | range_interpolation | 700 | Ammunition Rd |  |  | Fallbrook | CA | San Diego County | 92028 | US | TIGER/LineÂ® dataset from the US Census Bureau
APCD2005-PTO-981352 | Active | 2009-07-31 | [34H] California Certified Emergency Standby Engine | USN Weapons Station | Joy Cernac | 700 Ammunition Rd. Fallbrook, CA | 92028 | A | EMERGENCY STANDY ENGINE (DIESEL): MFR: JOHN DEERE, MODEL:6068HF275, S/N PE6068H304171, 190 HP, CARB CERTIFICATION NUMBER 3JDXL06.8049, (TIER 2), YEAR OF MANUFACTURE 2003, TURBO-CHARGED, DRIVING A 125 KW GENERATOR (MFR: KATOLIGHT, MODEL: D125FPJ4, SERIAL: LM650288 93073-2-1203). LOCATED AT BLDG #41. | 1 | 0 | 0 | 0 | 1 | Diesel | 125 | 190 | 125 | [5 empty] | 0 | 0 | 33.3698 | -117.2598 | 1 | range_interpolation | 700 | Ammunition Rd |  |  | Fallbrook | CA | San Diego County | 92028 | US | TIGER/LineÂ® dataset from the US Census Bureau
APCD2005-PTO-981353 | Active | 2009-07-31 | [34H] California Certified Emergency Standby Engine | PEO U&W | Kevin Fallen | USN Weapon Station, NAVAIR Fallbrook, CA | 92028 | A | EMERGENCY STANDBY ENGINE, JOHN DEERE ENGINE, 190 HP, DIESEL FIRED, MODEL 6068HF275, S/N PE6068H304169, CARB CERTIFICATION FAMILY NUMBER 3JDXL06.8049 (TIER II), TURBO-CHARGED, YEAR OF MANUFACTURE 2003, DRIVING A 125 KW GENERATOR (MFR: KATOLIGHT, MODEL: D125FPJ4, SERIAL: LM650279 93073-1203). APPL# 981353 EFH 0905 17CCR93115 SJE12/05 | 1 | 0 | 0 | 0 | 1 | Diesel | 125 | 190 | 125 | [5 empty] | 0 | 0 | 33.3905 | -117.2094 | 1 | place |  |  |  |  | Fallbrook | CA | San Diego County | 92028 | US | TIGER/LineÂ® dataset from the US Census Bureau
APCD2005-PTO-981395 | Active | 2009-07-31 | [34H] California Certified Emergency Standby Engine | SD COUNTY OF GENERAL SERVICES - JULIAN SHERIFF STN | Facility Manager | 2907 Washington St #C Julian, CA | 92036 | D | EMERGENCY STANDBY ENGINE: MFR: JOHN DEERE, MODEL 4045TF270, S/N PE4045T356594, EPA CERTIFIED OF ENGINE FAMILY NUMBER 4JDXL06.8014, DIESEL ENGINE, RATED AT 99 BHP, , TURBOCHARGED, DRIVING A 50 KW GENERATOR. (981395-CCN-6/04) 17CCR93115 SJE10/05 | 1 | 0 | 0 | 0 | 1 | Diesel | 50 | 99 | 50 | 2021-10-08 | 501.40 | 2021-10-08 | 506.50 | 5.1 | 255 | 0.23164 | 33.0769 | -116.6034 | 1 | rooftop | 2907 | Washington St | # | C | Julian | CA | San Diego County | 92036 | US | San Diego Geographic Information Source - JPA
APCD2005-PTO-981522 | Active | 2009-07-31 | [34H] California Certified Emergency Standby Engine | USMC Base Military Support |  | Building 11040 Camp Pendleton, CA | 92055 | A | EMERGENCY STANDBY ENGINE: VOLVO DIESEL ENGINE, MODEL TAD1031GE, S/N: 2100323659, RATED AT 400 BHP, EPA CERTIFIED OF ENGINE FAMILY NUMBER 2VPXL09.6ACB, TURBOCHARGED, AFTERCOOLED, DRIVING A 250 KW GENERATOR. (981522-CCN-9/04) 17 CCR 93115 SJE 12/05 BLDG 11040(003965-CCN-3/2015) Functional Group: Military Support (S) | 1 | 0 | 0 | 0 | 1 | Diesel | 250 | 400 | 250 | [5 empty] | 0 | 0 | 33.3877 | -117.4448 | 0.5 | place |  |  |  |  | Camp Pendleton | CA | San Diego County | 92055 | US | TIGER/LineÂ® dataset from the US Census Bureau
APCD2005-PTO-981553 | Active | 2009-07-31 | [34W] Registered Engine (Rule 12) | City of Escondido - FS#5 | Facility Manager | 2319 Felicita Rd Escondido, CA | 92029 | D | EMERGENCY ENGINE (DIESEL FIRED): Mfr: Hino, Generac part no: 85677; Model: W04D; Serial: A39484, For a generator (Mfr: GENERAC, MODEL: 99A04762-S, S/N: 2050147). | 1 | 0 | 0 | 0 | 1 | Diesel |  | Unknown | Unknown | [5 empty] | #VALUE! | 0 | 33.0908 | -117.0855 | 1 | rooftop | 2319 | Felicita Rd |  |  | Escondido | CA | San Diego County | 92029 | US | San Diego Geographic Information Source - JPA
APCD2005-PTO-981574 | Active | 2009-07-31 | [34C] Emergency Standby Engine | SCRIPPS CLINIC CARMEL VALLEY | WILLIAM TOWNLEY | 3811 VALLEY CENTRE DR SAN DIEGO, CA | 92130 | M | INTERNAL COMBUSTION ENGINE. MAKE: DETROIT DIESEL. MODEL: 60.12.7L. SERIAL NUMBER: 06R0779288. BHP RATING: 415. DIESEL FUELED. EQUIPPED WITH TURBOCHARGER AND AFTERCOOLER. DRIVES AN ELECTRICAL EMERGENCY GENERATOR RATED AT 265 KW. JFTNEWJAN2605 | 1 | 0 | 0 | 0 | 1 | Diesel | 265 | 88 | 265 | 2021-12-31 | 259.20 | 2022-08-24 | 279.00 | 19.8 | 5247 | 4.7663 | 32.9365 | -117.2332 | 1 | rooftop | 3811 | Valley Centre Dr |  |  | San Diego | CA | San Diego County | 92130 | US | San Diego Geographic Information Source - JPA
APCD2005-PTO-981575 | Active | 2009-07-31 | [34C] Emergency Standby Engine | CITY OF SAN DIEGO METRO WASTEWATER DEPT |  | 201 BIRDROCK AV LA JOLLA, CA | 92037 | I | EMERGENCY STANDBY ENGINE: GENERAL MOTORS ENGINE, FUELED WITH NATURAL GAS, MODEL INDUSTRIAL POWER TRAIN VORTEC 8.1 LITER-4 CYCLE, S/N 08422, RATED AT 162 BHP, EQUIPPED WITH JOHNSON MATTHEY BANDITO CATALYTIC CONVERTER MODEL # CX6-4, DRIVING A 90 KW GENERATOR. (981575-CCN-2/05) | 0 | 0 | 1 | 0 | 1 | Natural Gas | 90 | 162 | 90 | 2021-06-03 | 150.60 | 2021-06-03 | 153.80 | 3.2 | 288 | 0.20916 | 32.8149 | -117.2731 | 1 | range_interpolation | 201 | Bird Rock Ave |  |  | LA Jolla | CA | San Diego County | 92037 | US | TIGER/LineÂ® dataset from the US Census Bureau
APCD2005-PTO-981607 | Active | 2009-07-31 | [34W] Registered Engine (Rule 12) | JC Penney Store | President Manager | 2555 El Camino Real Carlsbad, CA | 92008 | C | INTERNAL COMBUSTION ENGINE. MAKE: ONAN, MODEL: 45-DEF-4R-1337C. SERIAL NO.: 0869126375. DIESEL FUELED. BHP RATING: 78 HP. DRIVES AN EMERGENCY GENERATOR. | 1 | 0 | 0 | 0 | 1 | Diesel |  | 78 | 58.1646 | 2021-07-07 | 356.30 | 2022-07-29 | 377.20 | 20.9 | 1215.6401 | 1.1043 | 33.1787 | -117.3309 | 1 | rooftop | 2555 | El Camino Real |  |  | Carlsbad | CA | San Diego County | 92008 | US | San Diego Geographic Information Source - JPA
APCD2005-PTO-981630 | Active | 2009-07-31 | [34W] Registered Engine (Rule 12) | ATK Space Systems LLC | EH&S Mgr | 16707 Via Del Campo Ct San Diego, CA | 92127 | F | INTERNAL COMBUSTION ENGINE (EXISTING): 82 BHP FORD MODEL CSG-6491-6005-A NATURAL GAS FIRED ENGINE/ ONAN MODEL 30.0 EK-15R/ 31436R, S/N 22062 EAD 1/18/05 | 0 | 0 | 1 | 0 | 1 | Natural Gas |  | 82 | 61.1474 | 2021-11-16 | 10.20 | 2021-11-16 | 11.30 | 1.1 | 67.2621 | 0.04885 | 33.0167 | -117.0943 | 1 | rooftop | 16707 | Via Del Campo Ct |  |  | San Diego | CA | San Diego County | 92127 | US | Sandoval
APCD2005-PTO-981636 | Active | 2009-07-31 | [34C] Emergency Standby Engine | CITY OF SAN DIEGO |  | 5387 CALUMET AV SAN DIEGO, CA | 92037 | I | EMERGENCY STANDBY ENGINE: GENERAL MOTORS ENGINE, FUELED WITH NATURAL GAS, MODEL INDUSTRIAL POWER TRAIN VORTEC 5.7 LITER, S/N 5.7L08174, RATED AT105 BHP, DRIVING A 60 KW GENERATOR. (981636-CCN-12/04) | 0 | 0 | 1 | 0 | 1 | Natural Gas | 60 | 105 | 60 | 2021-06-03 | 184.10 | 2021-06-03 | 188.00 | 3.9 | 234 | 0.16994 | 32.8102 | -117.2691 | 0.9 | range_interpolation | 5387 | Calumet Ave |  |  | LA Jolla | CA | San Diego County | 92037 | US | TIGER/LineÂ® dataset from the US Census Bureau
APCD2005-PTO-981649 | Active | 2009-07-31 | [34H] California Certified Emergency Standby Engine | SDG&E Co | Facility Manager | 5488 Overland Av Elect Maint Shop San Diego, CA | 92123 | J | INTERNAL COMBUSTION ENGINE. MAKE: JOHN DEERE, MODEL 3029TF270, SERIAL NO.: 3029T349529 BHP RATING: 64 HP. DIESEL FUELED. EQUIPPED WITH TURBOCHARGER. DRIVES AN ELECTRICAL EMERGENCY GENERATOR JFT DEC 17 04 17CCR93115 SJE10/05 | 1 | 0 | 0 | 0 | 1 | Diesel |  | 529 | 394.4753 | 2021-12-31 | 222.60 | 2022-05-24 | 241.00 | 18.4 | 7258.3455 | 6.5934 | 32.8335 | -117.1328 | 1 | rooftop | 5488 | Overland Ave |  |  | San Diego | CA | San Diego County | 92123 | US | San Diego Geographic Information Source - JPA
APCD2005-PTO-981676 | Active | 2009-07-31 | [34C] Emergency Standby Engine | Natus Medical Incorporated | Stephen DiRocco | 5955 Pacific Center Bl San Diego, CA | 92121 | G | INTERNAL COMBUSTION ENGINE. MAKE: JOHN DEERE. MODEL: 6081AF001. SERIAL NO.: RG6081A135483. BHP RATING: 300 HP. DIESEL FUELED. EQUIPPED WITH TURBOCHARGER AND AFTERCOOLER. DRIVES AN ELECTRICAL EMERGENCY GENERATOR. JFTNEWJUL1205 | 1 | 0 | 0 | 0 | 1 | Diesel |  | 83 | 61.8931 | 2021-12-30 | 252.20 | 2021-12-30 | 260.80 | 8.6 | 532.2807 | 0.48352 | 32.9032 | -117.189 | 1 | rooftop | 5955 | Pacific Center Blvd |  |  | San Diego | CA | San Diego County | 92121 | US | San Diego Geographic Information Source - JPA
APCD2005-PTO-981724 | Active | 2009-07-31 | [34H] California Certified Emergency Standby Engine | SDG&E | Jennifer Davis | 110 14th Street Ramona, CA | 92065 | F | INTERNAL COMBUSTION ENGINE. MAKE: JOHN DEERE. MODEL: 6068TF275. SERIAL NO. PE6068T316301. YEAR OF MANUFACTURE: 2003. BHP RATING: 165 HP. DIESEL FUELED EQUIPPED WITH TURBOCHARGER. DRIVES AN ELECTRICAL EMERGENCY GENERATOR. JFT NEW MAY2405 17CCR93115 SJE 10/05 | 1 | 0 | 0 | 0 | 1 | Diesel |  | 165 | 123.0405 | 2021-11-23 | 197.20 | 2021-11-23 | 204.40 | 7.2 | 885.8916 | 0.80474 | 33.0409 | -116.8761 | 1 | rooftop | 110 | 14th St |  |  | Ramona | CA | San Diego County | 92065 | US | San Diego Geographic Information Source - JPA
APCD2005-PTO-981782 | Active | 2009-07-31 | [34H] California Certified Emergency Standby Engine | Valley Center Municipal Water District | Bill Morris | 29300 Valley Center Rd Valley Center, CA | 92082 | B | INTERNAL COMBUSTION ENGINE. MAKE: JOHN DEERE. MODEL: 4045HF275. SERIAL NO.:PE4045H346671. YEAR OF MANUFACTURE: 2004. BHP RATING: 107 HP. DIESEL FUELED EQUIPPED WITH A TURBO CHARGER. DRIVES AN ELECTRICAL EMERGENCY GENERATOR RATED AT 80 KW. JFTNEWJUL1305 | 1 | 0 | 0 | 0 | 1 | Diesel | 80 | 107 | 80 | [5 empty] | 0 | 0 | 33.2318 | -117.0203 | 1 | rooftop | 29300 | Valley Center Rd |  |  | Valley Center | CA | San Diego County | 92082 | US | San Diego Geographic Information Source - JPA
APCD2005-PTO-981783 | Active | 2009-07-31 | [34H] California Certified Emergency Standby Engine | USMC Base Military Support | AC/S Environmental Security | Building 43390 Camp Pendleton, CA | 92055 | A | INTERNAL COMBUSTION ENGINE. MAKE: JOHN DEERE. MODEL: 4045TF270. SERIAL NO.: PE4045T354716. BHP RATING: 99 HP. DIESEL FUELED. EQUIPPED WITH TURBOCHARGER DRIVES AN ELECTRICAL EMERGENCY GENERATOR. BLDG. #43390/LONG RIFLE. JFT NEW DEC 14 04 17 CCR 93115 SJE 12/05 Functional Group: Military Support (S) | 1 | 0 | 0 | 0 | 1 | Diesel |  | 99 | 73.8243 | [5 empty] | 0 | 0 | 33.3877 | -117.4448 | 0.5 | place |  |  |  |  | Camp Pendleton | CA | San Diego County | 92055 | US | TIGER/LineÂ® dataset from the US Census Bureau
APCD2005-PTO-981790 | Active | 2009-07-31 | [34H] California Certified Emergency Standby Engine | Sysco Food Services of San Diego Inc |  | 12180 Kirkham Rd Poway, CA | 92064 | F | EMERGENCY ENGINE GENERATOR, DETROIT DIESEL ENGINE, DIESEL FIRED, 1120 HP, MODEL 12V200-G83-M36, S/N 536200642, TURBOCHARGED, TIER 1 ENGINE, EPA CERTIFICATION NO. 4DDXL35.8GRP, YEAR OF MANUFACTURE 2004. | 1 | 0 | 0 | 0 | 1 | Diesel |  | 1120 | 835.184 | 2021-08-13 | 97.10 | 2022-08-04 | 101.60 | 4.5 | 3758.328 | 3.414 | 32.937 | -117.0527 | 1 | rooftop | 12180 | Kirkham Rd |  |  | Poway | CA | San Diego County | 92064 | US | San Diego Geographic Information Source - JPA
APCD2005-PTO-981830 | Active | 2009-07-31 | [34W] Registered Engine (Rule 12) | City of Oceanside Water Utilities Dept | General Manager | 829 Rivertree Rd Oceanside, CA | 92058 | A | EMERGENCY STANDBY ENGINE: 125 BHP MODEL 6359TF002 JOHN DEERE DIESEL FIRED ENGINE, TURBOCHARGED, S/N T06359T224833, DRIVING A MODEL 80ROZJ71, S/N254110 KOHLER GENERATOR. 981830 EAD 1/18/05 17CCR93115 SJE10/05 | 1 | 0 | 0 | 0 | 1 | Diesel |  | 125 | 93.2125 | 2021-05-12 | 727.80 | 2021-05-12 | 731.10 | 3.3 | 307.6012 | 0.27942 | 33.2317 | -117.3453 | 0.9 | range_interpolation | 829 | Rivertree Dr |  |  | Oceanside | CA | San Diego County | 92058 | US | TIGER/LineÂ® dataset from the US Census Bureau
APCD2005-PTO-981879 | Active | 2009-07-31 | [34W] Registered Engine (Rule 12) | SD Fire Rescue | Division Captain | 945 25th St San Diego, CA | 92102 | S | INTERNAL COMBUSTION ENGINE. MAKE: PERKINS. SERIAL NO 3777E 06B/2 BAE-19-A1BHP: 72 HP. DIESEL FUELED. DRIVES A DETROIT DIESEL ELECTRICAL EMERGENCY GENERATOR RATED AT 54 KW. JFT DEC2204 17CCR93115 SJE11/05 | 1 | 0 | 0 | 0 | 1 | Diesel | 54 | 72 | 54 | 2021-11-24 | 248.00 | 2021-11-24 | 259.60 | 11.6 | 626.4 | 0.56902 | 32.7156 | -117.1399 | 1 | rooftop | 945 | 25th St |  |  | San Diego | CA | San Diego County | 92102 | US | San Diego Geographic Information Source - JPA
APCD2005-PTO-981883 | Active | 2009-07-31 | [34H] California Certified Emergency Standby Engine | Chula Vista Fire Department, Station 6 | Fire Chief | 605 Mt Miguel Rd Chula Vista, CA | 91914 | Q | INTERNAL COMBUSTION ENGINE. MAKE: JOHN DEERE. MODEL: 4045TF270, SERIAL NUMBER: PE4045T395810. BHP RATING: 99 HP. DIESEL FUELED. EQUIPPED WITH A TURBOCHARGER. DRIVES AN ELECTRICAL EMERGENCY GENERATOR RATED AT 60 KW. JFT NEW JUN0805 | 1 | 0 | 0 | 0 | 1 | Diesel | 60 | 99 | 60 | [5 empty] | 0 | 0 | 32.6599 | -116.9708 | 1 | rooftop | 605 | Mt Miguel Rd |  |  | Chula Vista | CA | San Diego County | 91914 | US | San Diego Geographic Information Source - JPA
APCD2005-PTO-981923 | Active | 2009-07-31 | [34C] Emergency Standby Engine | Herring Broadcasting Company, Inc | Facility Manager | 4757 Morena Blvd San Diego, CA | 92117 | M | INTERNAL COMBUSTION ENGINE. MAKE: CUMMINS. MODEL: 6BTAA5.9-G1. SERIAL NO.: 46398866. YEAR OF MANUFACTURE: 2004. BHP RATING: 207 HP. EQUIPPED WITH A TURBOCHARGER. DRIVES AN ELECTRICAL EMERGENCY GENERATOR, SERIAL NO.: FO40654805, RATED AT 125 KW. JFTNEWDEC2304 | 0 | 0 | 0 | 0 | 0 | Unknown | 125 | 207 | 125 | 2021-12-31 | 209.30 | 2022-08-22 | 222.90 | 13.6 | 1700 | 0 | 32.8251 | -117.2291 | 1 | rooftop | 4757 | Morena Blvd |  |  | San Diego | CA | San Diego County | 92117 | US | San Diego Geographic Information Source - JPA
APCD2005-PTO-981930 | Active | 2009-07-31 | [34H] California Certified Emergency Standby Engine | USMC MCAS Miramar | Manager Owner | USMC Miramar San Diego, CA | 92145 | H | EMERGENCY STANDBY ENGINE, 157 HP JOHN DEERE DIESEL ENGINE, MODEL 404HF275SH S/N: PE 4045H422381, YEAR OF MANUFACTURE 2004, EPA CERTIFCATION NO. 4JDXLO6.8039, TIER 2, TURBOCHARGED, DRIVING A 117KW GENERATOR. APPL# 981930 EFH 12/05 | 1 | 0 | 0 | 0 | 1 | Diesel | 117 | 157 | 117 | 2022-01-01 | 220.60 | 2022-01-01 | 224.00 | 3.4 | 397.8 | 0.36136 | 32.8795 | -117.1612 | 1 | street_center |  | Miramar Rd |  |  | San Diego | CA | San Diego County | 92121 | US | TIGER/LineÂ® dataset from the US Census Bureau
APCD2005-PTO-982002 | Active | 2009-07-31 | [34W] Registered Engine (Rule 12) | General Atomics Aeronautical Systems Inc | Facility Manager | 13330 N Evening Creek Dr San Diego, CA | 92128 | F | EMERGENCY ENGINE: DETROIT DIESEL, MODEL 06VF212848, 475 BHP, DIESEL FIRED, S/N 80637416, DRIVING A 300-KW KOHLER GENERATOR, MODEL 300ROZD71. (9820002 ALC 11/04)17CCR93115SJE10/05 | 1 | 0 | 0 | 0 | 1 | Diesel | 300 | 475 | 300 | 2021-11-09 | 130.60 | 2021-11-09 | 142.90 | 12.3 | 3690 | 3.352 | 32.9598 | -117.0957 | 1 | rooftop | 13330 | Evening Creek North Dr |  |  | San Diego | CA | San Diego County | 92128 | US | Sandoval
APCD2005-PTO-982065 | Active | 2009-07-31 | [34C] Emergency Standby Engine | Vons #2012 | General Manager | 7788 Regents Rd San Diego, CA | 92122 | H | INTERNAL COMBUSTION ENGINE. MAKE: GENERAL MOTORS. MODEL: 3.9GN, SERIAL NO.: 2063322. BHP RATING: 56 HP. NATURAL GAS FUELED. EQUIPPED WITH A THREE WAY CATALYTIC CONVERTER AND AN AIR TO FUEL RATIO CONTROLLER. DRIVES AN ELECTRICAL EMERGENCY GENERATOR RATED AT 40 KW. JFT NEW JUN0705 | 0 | 0 | 1 | 0 | 1 | Natural Gas | 40 | 22 | 40 | 2021-12-20 | 335.30 | 2021-12-20 | 354.90 | 19.6 | 784 | 0.56938 | 32.8626 | -117.2235 | 1 | rooftop | 7788 | Regents Rd |  |  | San Diego | CA | San Diego County | 92122 | US | San Diego Geographic Information Source - JPA
APCD2005-PTO-982092 | Active | 2009-07-31 | [34W] Registered Engine (Rule 12) | IQHQ - Aventine West, LP c/o CBRE, Inc. | Jerry Heavner | 8910 University Center Lane Suite 270 San Diego, CA | 92122 | H | INTERNAL COMBUSTION ENGINE. MAKE CATERPILLAR, MODEL 3412D. SERIAL NUMBER: 81Z08217. BHP RATING: 890 HP. DIESEL FUELED. EQUIPPED WITH TURBOCHARGER AND AFTERCOOLER. DRIVES A 600 KW ELECTRICAL EMERGENCY GENERATOR. JFT PRIOR PERMIT 890667 JAN 50517 CCR93115 SJE 12/05 | 1 | 0 | 0 | 0 | 1 | Diesel | 600 | 890 | 600 | 2021-12-31 | 288.50 | 2022-02-11 | 301.00 | 12.5 | 7500 | 6.8129 | 32.8709 | -117.2268 | 1 | rooftop | 8910 | University Center Ln | Ste | 270 | San Diego | CA | San Diego County | 92122 | US | Sandoval
APCD2005-PTO-982151 | Active | 2009-07-31 | [34W] Registered Engine (Rule 12) | Poway City Of | Facility Manager | 17710 1/2 Old Coach Rd Poway, CA | 92064 | F | EMERGENCY ENGINE: ONAN, MODEL DGDB-3374791, 166 BHP, DIESEL FIRED, S/N G990944840; ENGINE MODEL NUMBER 6BT5.9-G6, ENGINE SERIAL NUMBER 45865267. (982151 ALC 12/04) 17CCR93115SJE12/05 | 1 | 0 | 0 | 0 | 1 | Diesel |  | 166 | 123.7862 | 2021-06-01 | 123.70 | 2022-05-31 | 128.20 | 4.5 | 557.0379 | 0.50601 | 33.0361 | -117.0194 | 0.89 | range_interpolation | 17710 | Old Coach Rd |  |  | Poway | CA | San Diego County | 92064 | US | TIGER/LineÂ® dataset from the US Census Bureau
APCD2005-PTO-982153 | Active | 2009-07-31 | [34C] Emergency Standby Engine | City of San Diego Metro Wastewater | Facility Manager | 3936 Jupiter Wy San Diego, CA | 92110 | I | EMERGENCY STANDBY ENGINE: GENERAL MOTORS ENGINE, FUELED WITH NATURAL GAS, MODEL INDUSTRIAL POWER TRAIN VORTEC 4.3 LITER- 4 CYCLE, S/N 4.3L-17279, RATED AT 75 BHP, DRIVING A 37 KW GENERATOR. (982153-CCN-1/05) | 0 | 0 | 1 | 0 | 1 | Natural Gas | 37 | 75 | 37 | 2021-06-03 | 172.00 | 2021-06-03 | 174.50 | 2.5 | 92.5 | 0.067179 | 32.7559 | -117.2199 | 0.95 | rooftop | 3936 | Jupiter St |  |  | San Diego | CA | San Diego County | 92110 | US | San Diego Geographic Information Source - JPA
APCD2005-PTO-982180 | Active | 2009-07-31 | [34W] Registered Engine (Rule 12) | BioLegend Inc | Dale Kutsch | 8958 Terman Ct San Diego, CA | 92121 | G | EMERGENCY ENGINE: CATERPILLAR, MODEL 3306, 382 BHP, DIESEL FIRED, S/N 9NR04273. (982180 ALC 12/04) (17CCR93115) SJE10/05 (Located at building 8959 Terman Ct.) | 1 | 0 | 0 | 0 | 1 | Diesel |  | 382 | 284.8574 | 2021-12-10 | 661.00 | 2021-12-10 | 669.00 | 8 | 2278.8592 | 2.0701 | 32.8861 | -117.166 | 1 | range_interpolation | 8958 | Terman Ct |  |  | San Diego | CA | San Diego County | 92121 | US | TIGER/LineÂ® dataset from the US Census Bureau
APCD2006-PTO-040906 | Active | 2009-07-31 | [34C] Emergency Standby Engine | USN Hospital 2 PWC | Brian Lengel | Navy Hospital San Diego, CA | 92134 | N | EMERGENCY GENERATOR: CATERPILLAR MODEL 3412TA, RATED 600 KW, 890 HP, DIESEL-FIRED, S/N 81Z03680, UNIT #1, GENERATOR S/N 6FA03270 (APPL #40906/JJS) 1186 (983302 ALC 09/06) NO APP | 1 | 0 | 0 | 0 | 1 | Diesel | 600 | 890 | 600 | [5 empty] | 0 | 0 | 32.7241 | -117.1709 | 1 | place |  |  |  |  | San Diego | CA | San Diego County | 92101 | US | TIGER/LineÂ® dataset from the US Census Bureau
APCD2006-PTO-040907 | Active | 2009-07-31 | [34C] Emergency Standby Engine | USN Hospital 2 PWC | Brian Lengel | Navy Hospital San Diego, CA | 92134 | N | EMERGENCY GENERATOR: CATERPILLAR MODEL 3412TA, RATED 600 KW, 890 HP, DIESEL-FIRED, S/N 81Z03684, UNIT #2, GENERATOR S/N 6FA03271 (APPL #40907/JJS) 1186 (983302 ALC 09/06) NO APP | 1 | 0 | 0 | 0 | 1 | Diesel | 600 | 890 | 600 | [5 empty] | 0 | 0 | 32.7241 | -117.1709 | 1 | place |  |  |  |  | San Diego | CA | San Diego County | 92101 | US | TIGER/LineÂ® dataset from the US Census Bureau
APCD2006-PTO-040908 | Active | 2009-07-31 | [34C] Emergency Standby Engine | USN Hospital 2 PWC | Brian Lengel | Navy Hospital San Diego, CA | 92134 | N | EMERGENCY GENERATOR: CATERPILLAR MODEL 3412TA, RATED 600 KW, 890 HP, DIESEL-FIRED, S/N 81Z03689, UNIT #3, GENERATOR S/N 6FA03275 (APPL #40908/JJS) 1186 (983302 ALC 09/06) NO APP | 1 | 0 | 0 | 0 | 1 | Diesel | 600 | 890 | 600 | [5 empty] | 0 | 0 | 32.7241 | -117.1709 | 1 | place |  |  |  |  | San Diego | CA | San Diego County | 92101 | US | TIGER/LineÂ® dataset from the US Census Bureau
APCD2006-PTO-860747 | Active | 2009-07-31 | [34C] Emergency Standby Engine | WESTIN HOTEL |  | 910 BROADWAY CIRCLE SAN DIEGO, CA | 92101 | N | EMERGENCY GENERATOR: DETROIT DIESEL ALLISON MODEL 16VF006857, RATED 1200 KW,#2 DIESEL OIL FIRED, S/N 6A05713 961945 (5/97) 17CCR93115 SJE 01/06 | 1 | 0 | 0 | 0 | 1 | Diesel | 200 | Unknown | 200 | 2021-12-17 | 214.19 | 2022-03-22 | 217.42 | 3.23 | 646 | 0.58682 | 32.7145 | -117.1633 | 1 | rooftop | 910 | Broadway Cir |  |  | San Diego | CA | San Diego County | 92101 | US | San Diego Geographic Information Source - JPA
APCD2006-PTO-860853 | Active | 2009-07-31 | [34C] Emergency Standby Engine | Veterans Administration Hospital | Jean Parkinson | 3350 La Jolla Village Dr San Diego, CA | 92161 | H | NO. 1 EMERGENCY DIESEL ENGINE GENERATOR SET: CATERPILLAR MODEL 3508, DITA, (S/N 23Z01554), 600 KW VA STANDBY RATING (906 BHP) NO. 2 DIESEL FUEL. (APPL. 860853 AS 1/88) 860853 JFT APP 978408 REV JUN 260317 CCR 93115S JE 01/06 JFT APP 984595 ATCM HOSP JAN 1707 | 1 | 0 | 0 | 0 | 1 | Diesel | 600 | 906 | 600 | [5 empty] | 0 | 0 | 32.8752 | -117.2317 | 1 | rooftop | 3350 | LA Jolla Village Dr |  |  | San Diego | CA | San Diego County | 92161 | US | San Diego Geographic Information Source - JPA
APCD2006-PTO-870503 | Active | 2009-07-31 | [34C] Emergency Standby Engine | San Diego Post Acute Center | Jason Parrott | 1201 S Orange Ave El Cajon, CA | 92020 | L | ENGINE/GENERATOR SET: CATERPILLAR MODEL 3408BDI, RATED 400 KW, DIESEL-OIL FIRED, S/N 78Z02495 (WITH 4 DEGREES RETARDED TIMING), 425 BHP 960558 10/961 17CCR93115 SJE01/06 | 1 | 0 | 0 | 0 | 1 | Diesel | 400 | 425 | 400 | 2021-05-04 | 907.00 | 2022-08-11 | 916.00 | 9 | 3600 | 3.2702 | 32.7794 | -116.9633 | 1 | rooftop | 1201 | S Orange Ave |  |  | El Cajon | CA | San Diego County | 92020 | US | San Diego Geographic Information Source - JPA
APCD2006-PTO-880428 | Active | 2009-07-31 | [34C] Emergency Standby Engine | KNSD TV 39 New World Comm Of S D | Chief Engineer | Miller Ranch Rd Mt San Miguel Spring Valley, CA | 91978 | Q | EMERGENCY GENERATOR: DETROIT DIESEL MODEL 9123-7306, ENGINE S/N 1253395 RATED 1290 BHP AT 800 KW, DIESEL FIRED, GENERATOR S/N 504405-R1 (APPL #880428/JJS) 0989 880428 17CCR93115 SJE04/06 | 1 | 0 | 0 | 0 | 1 | Diesel | 800 | 290 | 800 | 2022-05-05 | 1079.50 | 2022-05-05 | 1084.00 | 4.5 | 3600 | 3.2702 | 32.7161 | -116.9304 | 1 | street_center |  | Miller Ranch Rd |  |  | Spring Valley | CA | San Diego County | 91978 | US | TIGER/LineÂ® dataset from the US Census Bureau
APCD2006-PTO-890492 | Active | 2009-07-31 | [34C] Emergency Standby Engine | Hyatt Regency La Jolla At Aventine | Environmental Manager | 3777 La Jolla Village Dr San Diego, CA | 92122 | H | EMERGENCY GENERATOR: CATERPILLAR MODEL3412 DITA, RATED 890 HP AT 600 KW,TURBOCHARGED AND AFTERCOOLED, DIESEL OIL FIRED, S/N 81Z08213 (APPL #890492/JJS) 0890 890492 17CCR93115 SJE06/06 | 1 | 0 | 0 | 0 | 1 | Diesel | 600 | 890 | 600 | 2021-12-31 | 451.00 | 2022-03-24 | 472.00 | 21 | 12600 | 11.4458 | 32.8707 | -117.2253 | 1 | rooftop | 3777 | LA Jolla Village Dr |  |  | San Diego | CA | San Diego County | 92122 | US | San Diego Geographic Information Source - JPA
APCD2006-PTO-890500 | Active | 2009-07-31 | [34C] Emergency Standby Engine | 550 Corporate Center Investment Group Inc | Business Partners | 550 W C St San Diego, CA | 92101 | N | EMERGENCY GENERATOR: CUMMINS MODEL KTTA-19G, RATED 685 HP AT 450 KW, DIESEL OIL FIRED, S/N 37123603 17CCR93115 SJE02/06 | 1 | 0 | 0 | 0 | 1 | Diesel | 450 | 685 | 450 | 2021-09-21 | 175.80 | 2021-09-21 | 183.60 | 7.8 | 3510 | 3.1885 | 32.7173 | -117.1679 | 1 | rooftop | 550 | W C St |  |  | San Diego | CA | San Diego County | 92101 | US | San Diego Geographic Information Source - JPA
APCD2006-PTO-890501 | Active | 2009-07-31 | [34C] Emergency Standby Engine | 550 Corporate Center Investment Group Inc | Business Partners | 550 W C St San Diego, CA | 92101 | N | EMERGENCY ENGINE: CLARK MODEL DDFP08GT, RATED 195 HP AT 3300 RPM, DIESELOIL FIRED, S/N 1A90636 17CCR93115 SJE02/06 (ATCM DATA: ENGINE DIRECT DRIVES A FIRE PUMP) | 1 | 0 | 0 | 0 | 1 | Diesel |  | 195 | 145.4115 | 2021-09-15 | 322.70 | 2021-09-15 | 340.20 | 17.5 | 2544.7013 | 2.3116 | 32.7173 | -117.1679 | 1 | rooftop | 550 | W C St |  |  | San Diego | CA | San Diego County | 92101 | US | San Diego Geographic Information Source - JPA
APCD2006-PTO-890541 | Active | 2009-07-31 | [34C] Emergency Standby Engine | EMERALD PLAZA |  | 402 BROADWAY W SAN DIEGO, CA | 92101 | N | FIRE PUMP: PEERLESS MODEL 5 TUF 7, 750 GPM PUMP DRIVEN BY A CATERPILLAR MODEL 3208 DIT, TURBOCHARGED, V-8, DIESEL ENGINE (S/N 03Z08705). | 1 | 0 | 0 | 0 | 1 | Diesel |  | 750 | 559.275 | 2021-10-28 | 555.30 | 2022-08-18 | 596.10 | 40.8 | 22818.42 | 20.7281 | 32.7159 | -117.1608 | 1 | rooftop | 402 | Broadway |  |  | San Diego | CA | San Diego County | 92101 | US | San Diego Geographic Information Source - JPA
APCD2006-PTO-890542 | Active | 2009-07-31 | [34C] Emergency Standby Engine | EMERALD PLAZA |  | 402 BROADWAY W SAN DIEGO, CA | 92101 | N | FIRE PUMP: PEERLESS MODEL 5 TUF 7, 750 GPM PUMP, DRIVEN BY A CATERPILLAR MODEL 3208 DIT, TURBOCHARGED, V-8, DIESEL ENGINE (S/N 03Z08694). | 1 | 0 | 0 | 0 | 1 | Diesel |  | 750 | 559.275 | 2021-10-28 | 589.10 | 2022-08-18 | 630.40 | 41.3 | 23098.0575 | 20.9821 | 32.7159 | -117.1608 | 1 | rooftop | 402 | Broadway |  |  | San Diego | CA | San Diego County | 92101 | US | San Diego Geographic Information Source - JPA
APCD2006-PTO-890684 | Active | 2009-07-31 | [34C] Emergency Standby Engine | SD City of Water Department | Division Analyst | 1500 Wueste Rd Chula Vista, CA | 91915 | R | EMERGENCY ENGINE: CATERPILLAR MODEL 3412, S/N 81Z08664, RATED 890 HP AT 600 KW, WITH TURBOCHARGER AND AFTERCOOLING, DIESEL OIL FIRED, GENERATOR S/N: 21676. (APPL #890684/JJS) 0891 890684 17 CCR 93 115 SJE 01/06 | 1 | 0 | 0 | 0 | 1 | Diesel | 600 | 890 | 600 | 2022-04-11 | 394.65 | 2022-04-11 | 396.40 | 1.75 | 1050 | 0.95381 | 32.6427 | -116.9359 | 1 | rooftop | 1500 | Wueste Rd |  |  | Chula Vista | CA | San Diego County | 91915 | US | San Diego Geographic Information Source - JPA
APCD2006-PTO-890778 | Active | 2009-07-31 | [34C] Emergency Standby Engine | The Scripps Research Institute | Facilities Manager | 10596 North Torrey Pines Road La Jolla, CA | 92037 | I | IC ENGINE/EMERGENCY GENERATOR SET: ONE (1) CUMMINS MODEL VTA-1710-G, DIESEL-FIRED, EQUIPPED WITH TURBOCHARGING AND AFTERCOOLING, 760 BHP, 500 KW, SN 37110146; #2 SOUTH. (APPL#890778/JCM/KMC/0592) 890778 17CCR93115SJE02/06 | 1 | 0 | 0 | 0 | 1 | Diesel | 500 | 760 | 500 | 2022-06-09 | 779.40 | 2022-06-09 | 782.28 | 2.88 | 1440 | 1.3081 | 32.8965 | -117.2426 | 1 | rooftop | 10596 | N Torrey Pines Rd |  |  | LA Jolla | CA | San Diego County | 92037 | US | San Diego Geographic Information Source - JPA
APCD2006-PTO-890781 | Active | 2009-07-31 | [34C] Emergency Standby Engine | The Scripps Research Institute | Facilities Manager | 10596 North Torrey Pines Road La Jolla, CA | 92037 | I | IC ENGINE/EMERGENCY GENERATOR SET: ONE (1) CUMMINS MODEL VTA-1710-G, DIESEL-FIRED; EQUIPPED WITH TURBOCHARGING AND AFTERCOOLING; 760 BHP, 500 KW, SN 37104896; #1 NORTH. (APPL#890781/JCM/KMC/0592) 890781 17CCR93115SJE02/06 | 1 | 0 | 0 | 0 | 1 | Diesel | 500 | 760 | 500 | 2022-06-09 | 933.10 | 2022-06-09 | 935.00 | 1.9 | 950 | 0.86297 | 32.8965 | -117.2426 | 1 | rooftop | 10596 | N Torrey Pines Rd |  |  | LA Jolla | CA | San Diego County | 92037 | US | San Diego Geographic Information Source - JPA
APCD2006-PTO-890861 | Active | 2009-07-31 | [34C] Emergency Standby Engine | SD CO OF MENTAL HEALTH PR0385 |  | 3851 ROSECRANS ST SAN DIEGO, CA | 92110 | I | CAT ENGINE GENERATOR, MODEL 3412 DI, S/N 81Z06211, 723 BHP, 539 KW, 1800 RPM DIESEL FIRED 890861 EFH 8/91 17CCR 93115 SJE 11/05 | 1 | 0 | 0 | 0 | 1 | Diesel | 539 | 723 | 539 | 2021-10-28 | 871.40 | 2021-10-28 | 886.10 | 14.7 | 7923.3 | 7.1975 | 32.7528 | -117.2018 | 1 | rooftop | 3851 | Rosecrans St |  |  | San Diego | CA | San Diego County | 92110 | US | San Diego Geographic Information Source - JPA
APCD2006-PTO-900044 | Active | 2009-07-31 | [34C] Emergency Standby Engine | SD CO OF E MESA DET FAC (PR0343) | Fernando Delacruz | 446 ALTA RD SAN DIEGO, CA | 92154 | S | 890861 EMERGENCY ENGINE GENERATOR; CAT MODEL D3508 S/N 23Z03080; TURBO-CHARGED DIESEL FUEL-FIRED; 1100 BHP; AFTER COOLED 900044 EFH 03/12/91 900044 17CCR93115 SJE 11/05 | 1 | 0 | 0 | 0 | 1 | Diesel |  | 100 | 74.57 | 2022-02-02 | 954.50 | 2022-02-02 | 967.30 | 12.8 | 954.496 | 0.86706 | 32.5911 | -116.9234 | 1 | rooftop | 446 | Alta Rd |  |  | San Diego | CA | San Diego County | 92154 | US | San Diego Geographic Information Source - JPA
APCD2006-PTO-900045 | Active | 2009-07-31 | [34C] Emergency Standby Engine | SD CO OF E MESA DET FAC (PR0343) | Fernando Delacruz | 446 ALTA RD SAN DIEGO, CA | 92154 | S | I/C EMERGENCY ENGINE GENERATOR; CAT MODEL D3508; S/N 23Z03085 TURBOCHARGED DIESEL FUEL-FIRED; AFTERCOOLED; 1100 BHP. 900045 EFH 03/12/91 900045 17CCR93115 SJE11/05 | 1 | 0 | 0 | 0 | 1 | Diesel |  | 100 | 74.57 | 2022-02-02 | 959.20 | 2022-02-02 | 978.20 | 19 | 1416.83 | 1.287 | 32.5911 | -116.9234 | 1 | rooftop | 446 | Alta Rd |  |  | San Diego | CA | San Diego County | 92154 | US | San Diego Geographic Information Source - JPA
APCD2006-PTO-900665 | Active | 2009-07-31 | [34C] Emergency Standby Engine | Manchester Grand Hyatt SD | Director Of Engineering | 1 Market Place San Diego, CA | 92101 | N | EMERGENCY ENGINE ELECTRICAL GENERATOR SET: KOHLER MODEL 1000 ROZD 71, 1550 HP TURBO-CHARGED, INTER-COOLED DETROIT DIESEL ENGINE MODEL 9123 - 7306, SERIAL NUMBER 12E - 9874 DRIVING A 1000 KW GENERATOR. (APP #900665 GDS 10/25/95) (3/96) 17CCR93115 SJE01/06 | 1 | 0 | 0 | 0 | 1 | Diesel | 1000 | 1550 | 1000 | 2021-11-23 | 236.60 | 2022-08-11 | 248.30 | 11.7 | 11700 | 10.6282 | 32.7106 | -117.1683 | 1 | range_interpolation | 1 | Market Pl |  |  | San Diego | CA | San Diego County | 92101 | US | TIGER/LineÂ® dataset from the US Census Bureau
APCD2006-PTO-900666 | Active | 2009-07-31 | [34C] Emergency Standby Engine | Manchester Grand Hyatt SD | Facility Manager | 1 Market Pl San Diego, CA | 92101 | N | EMERGENCY FIRE PUMP #1 POWERED BY A 370 HP CATERPILLAR MODEL 3406B-D1 DIESEL ENGINE, SERIAL NUMBER 6TB09867. [APP 900666 GDS 10/25/95] 17CCR93115 SJE 03/06 | 1 | 0 | 0 | 0 | 1 | Diesel |  | 370 | 275.909 | 2021-11-23 | 401.10 | 2022-08-11 | 442.50 | 41.4 | 11422.6326 | 10.3762 | 32.7106 | -117.1683 | 1 | range_interpolation | 1 | Market Pl |  |  | San Diego | CA | San Diego County | 92101 | US | TIGER/LineÂ® dataset from the US Census Bureau
APCD2006-PTO-900667 | Active | 2009-07-31 | [34C] Emergency Standby Engine | Manchester Grand Hyatt San Diego | Facility Manager | One Market Place San Diego, CA | 92101 | N | EMERGENCY FIRE PUMP #2 POWERED BY A TURBOCHARGED, AFTERCOOLED, 208 HP CUMMINS DIESEL ENGINE, MODEL 6BTA5-9F1, SERIAL NUMBER 44714219. (APP 900667 G.D.Smith Oct 1995, 17CCR93115, S.J. Eden Jan 2006) | 1 | 0 | 0 | 0 | 1 | Diesel |  | 208 | 155.1056 | 2021-11-23 | 313.60 | 2022-08-11 | 358.30 | 44.7 | 6933.2203 | 6.2981 | 32.699 | -117.1733 | 0.9 | street_center |  | 1st St |  |  | Coronado | CA | San Diego County | 92118 | US | TIGER/LineÂ® dataset from the US Census Bureau
APCD2006-PTO-900746 | Active | 2009-07-31 | [34C] Emergency Standby Engine | Pacific Regent Lifecare Inc | Vice President | 3890 Nobel Dr San Diego, CA | 92122 | H | CAT DIESEL ENGINE GENERATOR, MODEL 3508,1106 BHP 825 KW, S/N 23Z03185 EQUIPPED WITH TURBO CHARGING AND AFTER COOLING SYST.900746 EFH 05/15/91 900746 17CCR93115 SJE03/06 | 1 | 0 | 0 | 0 | 1 | Diesel | 825 | 106 | 825 | 2021-12-31 | 442.00 | 2022-07-06 | 467.00 | 25 | 20625 | 18.7356 | 32.8689 | -117.2231 | 1 | rooftop | 3890 | Nobel Dr |  |  | San Diego | CA | San Diego County | 92122 | US | San Diego Geographic Information Source - JPA
APCD2006-PTO-901016 | Active | 2009-07-31 | [34C] Emergency Standby Engine | WYNDHAM SAN DIEGO BAYSIDE | BRUCE BLANTON | 1355 N HARBOR DR SAN DIEGO, CA | 92101 | N | ONE (1) 423 HP DETROIT DIESEL ENGINE, MODEL 6V-92TA, S/N 278858, WITH TURBO-CHARGING AND AFTERCOOLING DRIVES A 250 KW KOHLER 250RO7D71 EMERGENCY GENERATOR, S/N 278858 (ENG ID# 6VF187603 8063-7405) 901016 EAD 8/4/92 901016 17CCR93115 SJE12/05 | 1 | 0 | 0 | 0 | 1 | Diesel | 250 | Unknown | 250 | 2021-09-21 | 3658.20 | 2022-06-02 | 3663.50 | 5.3 | 1325 | 1.2036 | 32.7194 | -117.173 | 1 | range_interpolation | 1355 | N Harbor Dr |  |  | San Diego | CA | San Diego County | 92101 | US | TIGER/LineÂ® dataset from the US Census Bureau
APCD2006-PTO-930873 | Active | 2009-07-31 | [34C] Emergency Standby Engine | Salk Institute | Plant Engineer | 10010 Torrey Pines Rd N La Jolla, CA | 92037 | I | Emergency Engine-Generator Set: Caterpillar Model 3406C, 400 kw, driven by a Caterpillar Model 3406 Dita, turbocharged, aftercooled, 4-stroke cycle, 6-cyl, direct injection, 587-hp diesel engine, S/N 4PM00070. (JCM 11/94). (APP #930873 17CCR93115 SJE 10/05). | 1 | 0 | 0 | 0 | 1 | Diesel | 400 | 587 | 400 | 2022-05-19 | 375.60 | 2022-05-19 | 385.10 | 9.5 | 3800 | 3.4519 | 32.8871 | -117.2458 | 1 | rooftop | 10010 | Torrey Pines Rd |  |  | LA Jolla | CA | San Diego County | 92037 | US | San Diego Geographic Information Source - JPA
APCD2006-PTO-930917 | Active | 2009-07-31 | [34C] Emergency Standby Engine | PACIFIC BELL |  | 120 LINCOLN AV S EL CAJON, CA | 92020 | L | EMERGENCY GENERATOR-ENGINE SET: DETROIT DIESEL, MODEL 12VF-92TA 8123-7416, S/N 12VF008862, 947HP @ 1800 RPM, INJECTION TIMING RETARDED, TURBOCHARGED AND AFTERCOOLED DIESEL ENGINE DRIVING A GENERATOR: STAMFORD, TYPE HC534F 550 KW ELECTRICAL GENERATOR. (930917/ADL/9-94). 930917 17CCR93115SJE12/05 | 1 | 0 | 0 | 0 | 1 | Diesel | 550 | 947 | 550 | 2021-06-09 | 448.40 | 2021-06-09 | 454.40 | 6 | 3300 | 2.9977 | 32.7944 | -116.954 | 1 | rooftop | 120 | Lincoln Ave |  |  | El Cajon | CA | San Diego County | 92020 | US | Sandoval
APCD2006-PTO-930948 | Active | 2009-07-31 | [34C] Emergency Standby Engine | Questhaven Pacific View LLC | General Manager | 1601 San Elijo Rd San Marcos, CA | 92078 | E | ONE (1) I.C. DIESEL ENGINE: -DETROIT DIESEL MODEL: DDFP-06FA-8175, -S/N: 6VF-199598, 388 BHP, DRIVING AN AURORA FIRE-PUMP. 970741 (12/97) 17CCR93115 SJE01/06 | 1 | 0 | 0 | 0 | 1 | Diesel |  | 388 | 289.3316 | [5 empty] | 0 | 0 | 33.0915 | -117.2032 | 1 | rooftop | 1601 | San Elijo Rd |  |  | San Marcos | CA | San Diego County | 92078 | US | San Diego Geographic Information Source - JPA
APCD2006-PTO-931021 | Active | 2009-07-31 | [34C] Emergency Standby Engine | The Scripps Research Institute |  | 10590 John Jay Hopkins Drive San Diego, CA | 92121 | G | DIESEL ENGINE: ONE (1) 330 BHP MODEL 6-71T / 1063-7305 DETROIT DIESEL ENGINE, S/N 06AO471391, DRIVING A 200 KW EMERGENCY GENERATOR, S/N 353202, MODEL 200DS60. 931021EAD93102 117CCR93115SJE02/06 | 1 | 0 | 0 | 0 | 1 | Diesel | 200 | 330 | 200 | 2021-12-31 | 313.60 | 2022-07-27 | 326.20 | 12.6 | 2520 | 2.2892 | 32.894 | -117.2394 | 1 | range_interpolation | 10590 | John Jay Hopkins Dr |  |  | San Diego | CA | San Diego County | 92121 | US | TIGER/LineÂ® dataset from the US Census Bureau
APCD2006-PTO-940098 | Active | 2009-07-31 | [34C] Emergency Standby Engine | SAN Fuel Company | Charlie Long | 3698 C Pacific Highway San Diego, CA | 92101 | N | EMERGENCY GENERATOR SET: DMT CORPORATION, 250 KW, MODEL DMT-250CL2, S/N 94-4097-1; ENGINE MANUFACTURER: CUMMINS, MODEL LTA-10G1, 380 HP, S/N 34746212 - LOCATED AT NEW FUEL FARM AT 3698 PACIFIC HY #C (978855 12/02) 17CCR93115 SJE05/06 (ATCM DATA: DIESEL-FUELED, MOD YR 1994 ENGINE) | 1 | 0 | 0 | 0 | 1 | Diesel | 250 | 380 | 250 | 2021-12-31 | 294.30 | 2021-12-31 | 306.30 | 12 | 3000 | 2.7252 | 32.7407 | -117.1841 | 0.9 | range_interpolation | 3698 | Pacific Hwy |  |  | San Diego | CA | San Diego County | 92101 | US | TIGER/LineÂ® dataset from the US Census Bureau
APCD2006-PTO-940164 | Active | 2009-07-31 | [34C] Emergency Standby Engine | City of Chula Vista | Steve Dorsey | 1800 Maxwell Road Chula Vista, CA | 91911 | R | EMERGENCY ENGINE/GENERATOR SET: KOHLER 230 KW GENERATOR, MODEL 230ROZ271, S/N 217600; ENGINE: CUMMINS 395 HP (375 ADV. HP), MODEL NT855 G4, S/N 11421402; CRANKCASE EMISSION CONTROL: CRANK VENT FILTER THAT IS VENTED TO THE ENGINE AIR INTAKE FILTER OR DUCT. (APPL# 940164/CW) 1294 940164 17CCR93115 SJE03/06 (ATCM DATA: DIESEL-FUELED) | 1 | 0 | 0 | 0 | 1 | Diesel | 230 | 395 | 230 | 2021-12-31 | 162.00 | 2021-12-31 | 166.00 | 4 | 920 | 0.83572 | 32.5967 | -117.0195 | 1 | rooftop | 1800 | Maxwell Rd |  |  | Chula Vista | CA | San Diego County | 91911 | US | San Diego Geographic Information Source - JPA
APCD2006-PTO-940179 | Active | 2009-07-31 | [34C] Emergency Standby Engine | La Jolla Village Square | General Manager | 8657 Villa La Jolla Dr #123 San Diego, CA | 92037 | I | DIESEL ENGINE GENERATOR SET: DMT CORP. MODEL DMT250CL-2, 250 KW, DRIVEN BY A CUMMINS MODEL LTA10G1, TURBOCHARGED, AFTERCOOLED, 4-STROKE CYCLE, 6-CYL, DIRECT INJECTION, 380-HP DIESEL ENGINE S/N 34732049. 971129 (2/98) 17CCR93115SJE 01/06 | 1 | 0 | 0 | 0 | 1 | Diesel | 250 | 380 | 250 | 2022-05-03 | 168.28 | 2022-05-03 | 168.58 | 0.3 | 75 | 0.068129 | 32.8651 | -117.2321 | 0.9 | rooftop | 8657 | Villa La Jolla Dr | Ste | 123 | LA Jolla | CA | San Diego County | 92037 | US | San Diego Geographic Information Source - JPA
APCD2006-PTO-940182 | Active | 2009-07-31 | [34C] Emergency Standby Engine | AT&T LOCAL SERVICES |  | 5464 MOREHOUSE DR SAN DIEGO, CA | 92121 | G | DIESEL ENGINE-GENERATOR SET: KATO LIGHT MODEL D500FRX4, 500 KW, DRIVEN BY A DETROIT DIESEL MODEL 12V71TA (7123-7406), TURBOCHARGED, AFTERCOOLED, V-12, 2-STROKE CYCLE, DIRECT INJECTION, 750-HP DIESEL ENGINE. 973952 (9/99) 17CCR93115 SJE 12/05 | 1 | 0 | 0 | 0 | 1 | Diesel | 500 | 750 | 500 | 2021-09-13 | 259.30 | 2021-09-13 | 264.30 | 5 | 2500 | 2.271 | 32.8944 | -117.2011 | 1 | rooftop | 5464 | Morehouse Dr |  |  | San Diego | CA | San Diego County | 92121 | US | San Diego Geographic Information Source - JPA
APCD2006-PTO-940269 | Active | 2009-07-31 | [34C] Emergency Standby Engine | The Scripps Research Institute |  | 10590 John Jay Hopkins Drive San Diego, CA | 92121 | G | ONE (1) DIESEL EMERGENCY ENGINE GENERATOR SET: CAT DIESEL ENGINE, MODEL 3406 S/N: 4PM00071, 587BHP, TURBOCHARGED & AFTERCOOLED, WITH A CAT GENERATOR, MODEL SR-4, 400KW, S/N: 6JM0050 117CCR93115SJE02/06 | 1 | 0 | 0 | 0 | 1 | Diesel | 400 | 587 | 400 | 2021-12-31 | 401.00 | 2022-02-08 | 407.00 | 6 | 2400 | 2.1801 | 32.894 | -117.2394 | 1 | range_interpolation | 10590 | John Jay Hopkins Dr |  |  | San Diego | CA | San Diego County | 92121 | US | TIGER/LineÂ® dataset from the US Census Bureau
APCD2006-PTO-940339 | Active | 2009-07-31 | [34C] Emergency Standby Engine | Pacific Bell | Power Maintenance | 1288 Palm Av Imperial Beach, CA | 91932 | O | EMERGENCY GENERATOR-ENGINE SET: DETROIT DIESEL MODEL 7123-7032, SERIAL NO. 12VAO 77003, 436 HP, DIESEL ENGINE DRIVING AN ELECTRICAL GENERATOR: STAMFORD NEW AGE, TYPE ACW 534C, 781 AMPS @ 208 VOLTS, 225 KW STANDBY A/C GENERATOR. (ADL /95). 940339 17 CCR 93115 SJE 12/05 | 1 | 0 | 0 | 0 | 1 | Diesel | 225 | 436 | 225 | [5 empty] | 0 | 0 | 32.584 | -117.106 | 1 | range_interpolation | 1288 | Palm Ave |  |  | Imperial Beach | CA | San Diego County | 91932 | US | TIGER/LineÂ® dataset from the US Census Bureau
APCD2006-PTO-940819 | Active | 2009-07-31 | [34C] Emergency Standby Engine | Grossmont Medical Plaza | Property Manager | 5525 Grossmont Center Dr La Mesa, CA | 91942 | K | EMERGENCY ENGINE GENERATOR SET: JOHN DEERE ENGINE, MODEL 6076AF010, S/N RG6076A175813, 250 BHP; DRIVING A KOHLER GENERATOR, 150 KW, MODEL 150RO7J71, S/N 291410. (940819-CCN-9/95) 17CCR93115 SJE01/06 | 0 | 0 | 0 | 0 | 0 | Unknown | 150 | 250 | 150 | 2021-12-30 | 559.10 | 2022-03-25 | 577.70 | 18.6 | 2790 | 0 | 32.7792 | -117.0082 | 1 | range_interpolation | 5525 | Grossmont Center Dr |  |  | LA Mesa | CA | San Diego County | 91942 | US | TIGER/LineÂ® dataset from the US Census Bureau
APCD2006-PTO-940820 | Active | 2009-07-31 | [34C] Emergency Standby Engine | Grossmont Medical Plaza | Property Manager | 5525 Grossmont Center Dr La Mesa, CA | 91942 | K | EMERGENCY FIRE PUMP ENGINE: DETROIT DIESEL ENGINE, MODEL DFP03DT 5068, S/N 3D-210617, 130 BHP. (940820-CCN-9/95) 17CCR93115 (S. Eden 01/06) | 1 | 0 | 0 | 0 | 1 | Diesel |  | 130 | 96.941 | 2021-12-31 | 644.90 | 2022-03-25 | 675.50 | 30.6 | 2966.3946 | 2.6947 | 32.7792 | -117.0082 | 1 | range_interpolation | 5525 | Grossmont Center Dr |  |  | LA Mesa | CA | San Diego County | 91942 | US | TIGER/LineÂ® dataset from the US Census Bureau
APCD2006-PTO-940856 | Active | 2009-07-31 | [34C] Emergency Standby Engine | Automobile Club Of Southern California | Facility Manager | 8765 Fletcher Pkwy La Mesa, CA | 91942 | K | EMERGENCY GENERATOR-ENGINE SET: CATERPILLAR MODEL 3208, S/N 5YF01891, 299 HP, TURBOCHARGED AND AFTERCOOLED DIESEL ENGINE DRIVING AN ELECTRICAL GENERATOR: GENERAC CORP, MODEL 94A02781-S, S/N 2013531, 300.7 AMPS @ 480 V200 KW ELECTRICAL GENERATOR. (APP. NO. 940856, ADL-7/95). 17CCR93115 SJE01/06 | 1 | 0 | 0 | 0 | 1 | Diesel | 200 | 299 | 200 | 2021-11-24 | 365.00 | 2022-05-20 | 369.30 | 4.3 | 860 | 0.78122 | 32.7832 | -117.0093 | 1 | rooftop | 8765 | Fletcher Pkwy |  |  | LA Mesa | CA | San Diego County | 91942 | US | Sandoval
APCD2006-PTO-940892 | Active | 2009-07-31 | [34C] Emergency Standby Engine | Paradise Valley Health Care Center | Facility Manager | 2575 8th Street E National City, CA | 91950 | Q | ONE (1) EMERGENCY ENGINE GENERATOR SET:CAT DIESEL ENGINE, MODEL 3406 DT, 449 BHP, S/N:2WB00978, EQUIPPED WITH TURBOCHARGING AND AFTERCOOLING; DRIVING A 375 KW NEW AGE LTD GENERATOR. APPL 940892 EFH 06/96 17CCR93115 SJE12/05 | 1 | 0 | 0 | 0 | 1 | Diesel | 375 | 449 | 375 | [5 empty] | 0 | 0 | 32.6844 | -117.0802 | 0.9 | rooftop | 2575 | E 8th St |  |  | National City | CA | San Diego County | 91950 | US | San Diego Geographic Information Source - JPA
APCD2006-PTO-941091 | Active | 2009-07-31 | [34C] Emergency Standby Engine | SD Co of Central Jail PR0090 | David Vaughan | 1173 Front St San Diego, CA | 92101 | N | ONE (1) CAT EMERGENCY ENGINE GENERATOR SET, MODEL 3508TA, 1106HP, DIESEL FIRED, S/N: 23Z06278, TURBOCHARGED AND AFTERCOOLED, DRIVING A CAT GENERATOR MODEL SR4B, S/N: 1BN00543, 750 KW. 941091 EFH (3/98) 17CCR93115SJE11/05 APP#984336-SJE-11/06 HEALTHCARE ATCM AMENDMENT HRA | 1 | 0 | 0 | 0 | 1 | Diesel | 750 | Unknown | 750 | 2021-09-16 | 304.80 | 2022-07-01 | 313.60 | 8.8 | 6600 | 5.9954 | 32.7173 | -117.1643 | 1 | rooftop | 1173 | Front St |  |  | San Diego | CA | San Diego County | 92101 | US | San Diego Geographic Information Source - JPA
APCD2006-PTO-941092 | Active | 2009-07-31 | [34C] Emergency Standby Engine | SD Co of Central Jail PR0090 | David Vaughan | 1173 Front St San Diego, CA | 92101 | N | ONE (1) CAT EMERGENCY ENGINE GENERATOR SET, MODEL D3508TA, 1106 HP, DIESEL FIRED, S/N: 23Z06271, TURBOCHARGED AND AFTERCOOLED, DRIVING A CAT GENERATOR MODEL SR4B, S/N: 1BN00542, 750KW. 941092 EFH (3/98)17CCR93115SJE11/05APP#984337-SJE-11/06 HEALTHCARE ATCM AMENDMENT HRA | 1 | 0 | 0 | 0 | 1 | Diesel | 750 | 1106 | 750 | 2021-09-16 | 317.60 | 2022-07-01 | 328.70 | 11.1 | 8325 | 7.5624 | 32.7173 | -117.1643 | 1 | rooftop | 1173 | Front St |  |  | San Diego | CA | San Diego County | 92101 | US | San Diego Geographic Information Source - JPA
APCD2006-PTO-950046 | Active | 2009-07-31 | [34C] Emergency Standby Engine | National Weather Service Forecast Office | Meteorologist Manager | 11440 Bernardo Ct W San Diego, CA | 92127 | F | Emergency Engine Electrical Generator: 314 hp Caterpillar 3306 Dita turbocharged, after-cooled, diesel engine, S/N 85Z12509, driving a 175 kw Magnamax generator. (App #950046 GDS 10/95). (17CCR93115 SJE 11/05). | 1 | 0 | 0 | 0 | 1 | Diesel | 175 | 314 | 175 | 2022-02-18 | 521.90 | 2022-02-18 | 523.20 | 1.3 | 227.5 | 0.20666 | 33.0224 | -117.0829 | 0.9 | rooftop | 11440 | W Bernardo Ct |  |  | San Diego | CA | San Diego County | 92127 | US | Sandoval
APCD2006-PTO-950313 | Active | 2009-07-31 | [34C] Emergency Standby Engine | Salk Institute | Plant Engineer | 10010 Torrey Pines Rd N La Jolla, CA | 92037 | I | Emergency Engine Generator: Caterpillar engine, Model 3412, S/N 2WJ00539, 1180 bhp; driving a caterpillar generator, 880 kw. (APP# 950313 / CCN-10/96). (17CCR93115 SJE 10/05). | 0 | 0 | 0 | 0 | 0 | Unknown | 880 | 1180 | 880 | 2022-05-19 | 349.00 | 2022-05-19 | 364.00 | 15 | 13200 | 0 | 32.8871 | -117.2458 | 1 | rooftop | 10010 | Torrey Pines Rd |  |  | LA Jolla | CA | San Diego County | 92037 | US | San Diego Geographic Information Source - JPA
APCD2006-PTO-950935 | Active | 2009-07-31 | [34C] Emergency Standby Engine | Salk Institute | Plant Engineer | 10010 Torrey Pines Rd N La Jolla, CA | 92037 | I | Emergency Engine Generator Set: Caterpillar engine, Model 3406, S/N 4JK00103, 475 bhp; driving a caterpillar SR4 generator, 350 kw.(APP #950935 / CCN-7/96) (17CCR93115 SJE 10/05). | 0 | 0 | 0 | 0 | 0 | Unknown | 350 | 475 | 350 | 2022-01-01 | 2620.00 | 2022-05-19 | 2619.00 | -1 | -350 | 0 | 32.8871 | -117.2458 | 1 | rooftop | 10010 | Torrey Pines Rd |  |  | LA Jolla | CA | San Diego County | 92037 | US | San Diego Geographic Information Source - JPA
APCD2006-PTO-951081 | Active | 2009-07-31 | [34W] Registered Engine (Rule 12) | SD Co Regional Airport Authority | Environmental Affairs Dept | 3225 N Harbor Dr San Diego, CA | 92101 | N | EMERGENCY ENGINE GENERATOR: 211 HORSE POWER JOHN DEERE DIESEL ENGINE, MODEL 6076-T, SERIAL NUMBER RG6076T202756. 951081 GDS 7/99 17CCR93115 SJE05/06 | 1 | 0 | 0 | 0 | 1 | Diesel |  | 211 | 157.3427 | 2021-07-09 | 286.70 | 2022-04-28 | 297.50 | 10.8 | 1699.3012 | 1.5436 | 32.7293 | -117.1909 | 1 | range_interpolation | 3225 | N Harbor Dr |  |  | San Diego | CA | San Diego County | 92101 | US | TIGER/LineÂ® dataset from the US Census Bureau
APCD2006-PTO-951120 | Active | 2009-07-31 | [34W] Registered Engine (Rule 12) | The Scripps Research Institute |  | 10650 North Torrey Pines Road San Diego, CA | 92037 | I | EMERGENCY ENGINE: CATERPILLAR SR4, MODEL 3516, DIESEL FIRED, 2018 BHP, S/N 25Z04010, DRIVING AN ELECTRIC GENERATOR. (ALC 951120 8/7/98) 17CCR93115 SJE02/06 | 1 | 0 | 0 | 0 | 1 | Diesel |  | 2018 | 1504.8226 | 2022-06-09 | 622.30 | 2022-06-09 | 626.10 | 3.8 | 5718.3259 | 5.1945 | 32.8965 | -117.2426 | 0.9 | rooftop | 10650 | N Torrey Pines Rd |  |  | LA Jolla | CA | San Diego County | 92037 | US | San Diego Geographic Information Source - JPA
APCD2006-PTO-951121 | Active | 2009-07-31 | [34W] Registered Engine (Rule 12) | The Scripps Research Institute |  | 10650 North Torrey Pines Road San Diego, CA | 92037 | I | EMERGENCY ENGINE: CATERPILLAR SR4, MODEL 3516, DIESEL FIRED, 2018 BHP, S/N 25Z04015, DRIVING AN ELECTRIC GENERATOR. (ALC 951121 8/7/98) 17CCR93115 SJE02/06 | 1 | 0 | 0 | 0 | 1 | Diesel |  | 2018 | 1504.8226 | 2022-06-09 | 600.00 | 2022-06-09 | 603.90 | 3.9 | 5868.8081 | 5.3312 | 32.8965 | -117.2426 | 0.9 | rooftop | 10650 | N Torrey Pines Rd |  |  | LA Jolla | CA | San Diego County | 92037 | US | San Diego Geographic Information Source - JPA
APCD2006-PTO-960071 | Active | 2009-07-31 | [34W] Registered Engine (Rule 12) | AT&T Mobility SD MSC 34153 | Richard Armstrong | 5690 Balboa Arms Dr San Diego, CA | 92117 | M | EMERGENCY ENGINE GENERATOR SET: CAT DIESEL ENGINE, MODEL 3512-B, 2032 BHP, S/N: 6WN00095 EFH 02/98 17 CCR 93 115 SJE 12/05 | 1 | 0 | 0 | 0 | 1 | Diesel |  | 2032 | 1515.2624 | 2021-12-03 | 279.00 | 2021-12-03 | 293.00 | 14 | 21213.6736 | 19.2704 | 32.8227 | -117.1764 | 1 | rooftop | 5690 | Balboa Arms Dr |  |  | San Diego | CA | San Diego County | 92117 | US | San Diego Geographic Information Source - JPA
APCD2006-PTO-960194 | Active | 2009-07-31 | [34W] Registered Engine (Rule 12) | HP Inc. | EHS | 16399 West Bernardo Dr San Diego, CA | 92127 | F | EMERGENCY ENGINE: CATERPILLAR, MODEL 3412 DIT, DIESEL FIRED, 746 BHP, S/N 81Z19664, DRIVING AN ELECTRIC GENERATOR. (03/98 ALC 960194) 17CCR93115 SJE 10\05 | 1 | 0 | 0 | 0 | 1 | Diesel |  | 746 | 556.2922 | 2022-03-09 | 384.00 | 2022-03-09 | 389.00 | 5 | 2781.461 | 2.5267 | 33.0116 | -117.0872 | 1 | rooftop | 16399 | W Bernardo Dr W |  |  | San Diego | CA | San Diego County | 92127 | US | City of San Diego
APCD2006-PTO-960488 | Active | 2009-07-31 | [34W] Registered Engine (Rule 12) | UCSD | Valerie Fanning | 9500 Gilman Dr Dept 0089 San Diego, CA | 92093 | I | EMERGENCY ENGINE GENERATOR: 195 HP KOHLER MODEL 135ROZJ DIESEL ENGINE, S/N RG6081T010101. 8/98 GDS 960488 17CCR93115 SJE12/05 | 1 | 0 | 0 | 0 | 1 | Diesel |  | 195 | 145.4115 | 2021-06-24 | 642.70 | 2022-07-25 | 653.70 | 11 | 1599.5265 | 1.453 | 32.8758 | -117.2396 | 0.9 | rooftop | 9500 | Gilman Dr | Dept | 89 | LA Jolla | CA | San Diego County | 92093 | US | San Diego Geographic Information Source - JPA
APCD2006-PTO-960494 | Active | 2009-07-31 | [34W] Registered Engine (Rule 12) | UCSD | Valerie Fanning | 9500 Gilman Dr Dept 0089 San Diego, CA | 92093 | I | EMERGENCY ENGINE GENERATOR: GENERAC MODEL 90A02989-S DIESEL ENGINE,S/N 74474. 8/98 GDS 960494 17CCR93115 SJE12/05 | 1 | 0 | 0 | 0 | 1 | Diesel |  | Unknown | Unknown | 2021-06-23 | 72.90 | 2022-07-21 | 84.40 | 11.5 | #VALUE! | 0 | 32.8758 | -117.2396 | 0.9 | rooftop | 9500 | Gilman Dr | Dept | 89 | LA Jolla | CA | San Diego County | 92093 | US | San Diego Geographic Information Source - JPA
APCD2006-PTO-960498 | Active | 2009-07-31 | [34H] California Certified Emergency Standby Engine | US Navy | John Jay | Bldg 505 Naval Amphibious Base NAB San Diego, CA | 92155 | O | Emergency Diesel Engine Generator: John Deere; model 6090HFG86; serial number RG6090L125738; Engine Family FJDXL09.0114; tier 3 certified; 463 bhp rated; turbocharged with charge air cooler; driving a 300 kW generator | 1 | 0 | 0 | 0 | 1 | Diesel | 300 | 463 | 300 | 2022-04-27 | 35.60 | 2022-04-27 | 36.90 | 1.3 | 390 | 0.35427 | 32.7241 | -117.1709 | 0.5 | place |  |  |  |  | San Diego | CA | San Diego County | 92101 | US | TIGER/LineÂ® dataset from the US Census Bureau
APCD2006-PTO-960504 | Active | 2009-07-31 | [34H] California Certified Emergency Standby Engine | USN Amphibious Base Coronado | Commanding Officer | Silver Strand Bl Coronado, CA | 92155 | O | EMERGENCY STANDBY ENGINE: JOHN DEERE DIESEL ENGINE, MODEL 6081TF001, S/N RG6081T125437, RATED AT 192 BHP, EPA CERTIFIED OF ENGINE FAMILY NUMBER 1JDXL08.1038, TURBO CHARGED, DRIVING A 125 KW GENERATOR. (960504-CCN-2/98) (979267-CCN-5/04) 984012-SJE-2/06 ATCM CONDITION BEC CHANGE | 1 | 0 | 0 | 0 | 1 | Diesel | 125 | 192 | 125 | 2022-04-27 | 199.40 | 2022-04-27 | 200.20 | 0.8 | 100 | 0.090839 | 32.6596 | -117.1554 | 1 | street_center |  | Silver Strand Blvd |  |  | Coronado | CA | San Diego County | 92118 | US | TIGER/LineÂ® dataset from the US Census Bureau
APCD2006-PTO-960540 | Active | 2009-07-31 | [34H] California Certified Emergency Standby Engine | Solar Turbines Inc. | Attn: Aisha Ring Lindberg | 2200 Pacific Hwy San Diego, CA | 92101 | N | EMERGENCY ENGINE-FIRE PUMP: CATERPILLAR DIESEL ENGINE, MODEL 3208NA, S/N 90N69045, 141 BHP. (960540-CCN-1/98) 17CCR93115 SJE 01/06 (ATCM: DIRECT DRIVE FIRE PUMP, NO GENERATOR) | 1 | 0 | 0 | 0 | 1 | Diesel |  | 141 | 105.1437 | 2021-10-21 | 762.60 | 2021-10-21 | 776.20 | 13.6 | 1429.9543 | 1.299 | 32.7267 | -117.1724 | 1 | range_interpolation | 2200 | Pacific Hwy |  |  | San Diego | CA | San Diego County | 92101 | US | TIGER/LineÂ® dataset from the US Census Bureau
APCD2006-PTO-960542 | Active | 2009-07-31 | [34W] Registered Engine (Rule 12) | Solar Turbines Inc | Aleks Meyer | 4200 Ruffin Rd San Diego, CA | 92123 | J | EMERGENCY ENGINE FIRE PUMP: CATERPILLAR DIESEL ENGINE, MODEL 3208, S/N 3Z11276, 255 BHP. (960542-CCN-1/98) 17CCR93115SJE01/06 | 1 | 0 | 0 | 0 | 1 | Diesel |  | 255 | 190.1535 | 2021-07-21 | 812.00 | 2022-08-03 | 858.50 | 46.5 | 8842.1377 | 8.0321 | 32.8163 | -117.1291 | 1 | rooftop | 4200 | Ruffin Rd |  |  | San Diego | CA | San Diego County | 92123 | US | San Diego Geographic Information Source - JPA
APCD2006-PTO-961011 | Active | 2009-07-31 | [34W] Registered Engine (Rule 12) | Organogenesis | Facilities Manager | 10933 N Torrey Pines Rd La Jolla, CA | 92037 | I | EMERGENCY ENGINE: DETROIT DIESEL, MODEL 12V-92TA, DIESEL FIRED, 947 BHP, S/N: 12VFO12269, DRIVING GENERATOR #1. (ALC 05/98 961011) (984584 7/06) 17 CCR 93115 SJE 10/05 | 1 | 0 | 0 | 0 | 1 | Diesel |  | 947 | 706.1779 | 2022-03-15 | 0.00 | 2022-03-15 | 0.00 | 0 | 0 | 0 | 32.9023 | -117.2426 | 1 | range_interpolation | 10933 | N Torrey Pines Rd |  |  | LA Jolla | CA | San Diego County | 92037 | US | TIGER/LineÂ® dataset from the US Census Bureau
APCD2006-PTO-961012 | Active | 2009-07-31 | [34W] Registered Engine (Rule 12) | Organogenesis | Facilities Manager | 10933 N Torrey Pines Rd La Jolla, CA | 92037 | I | EMERGENCY ENGINE: DETROIT DIESEL, MODEL 12V-92TA, DIESEL FIRED, 947 BHP, S/N: 12VFO12267, DRIVING GENERATOR #2. (ALC 05/98 961012) (984584 7/06) 17 CCR 93115 SJE 10/05 | 1 | 0 | 0 | 0 | 1 | Diesel |  | 947 | 706.1779 | 2022-03-15 | 0.00 | 2022-03-15 | 0.00 | 0 | 0 | 0 | 32.9023 | -117.2426 | 1 | range_interpolation | 10933 | N Torrey Pines Rd |  |  | LA Jolla | CA | San Diego County | 92037 | US | TIGER/LineÂ® dataset from the US Census Bureau
APCD2006-PTO-961078 | Active | 2009-07-31 | [34W] Registered Engine (Rule 12) | Solar Turbines Inc | Aleks Meyer | 4200 Ruffin Rd San Diego, CA | 92123 | J | EMERGENCY ENGINE-GENERATOR SET: CATERPILLAR DIESEL ENGINE, MODEL 3406, S/N 4ZR01855, 600 BHP, DRIVING A 400 KW GENERATOR. (961078-CCN-1/98) 17CCR93115-SJE-01/06 | 1 | 0 | 0 | 0 | 1 | Diesel | 400 | 600 | 400 | 2021-07-21 | 353.00 | 2022-08-03 | 361.00 | 8 | 3200 | 2.9069 | 32.8163 | -117.1291 | 1 | rooftop | 4200 | Ruffin Rd |  |  | San Diego | CA | San Diego County | 92123 | US | San Diego Geographic Information Source - JPA
APCD2006-PTO-961213 | Active | 2009-07-31 | [34W] Registered Engine (Rule 12) | Naval Information Warfare Center Pacific |  | 53560 Hull Street San Diego, CA | 92152 | I | JOHN DEERE MODEL 6081AF001 S/N RG6081A028070 250 BHP, DIESEL FIRED, 155 KW, BUILDING 1. FUNCTIONAL GROUP - RESEARCH, DEVELOPMENT, TEST, AND EVALUATION (RDT&E). 961213AFS12APR1999 17CCR93115 SJE02/06 | 1 | 0 | 0 | 0 | 1 | Diesel | 155 | 250 | 155 | 2022-07-07 | 229.02 | 2022-07-07 | 231.30 | 2.28 | 353.4 | 0.32103 | 32.724 | -117.2479 | 0.7 | street_center |  | Hill St |  |  | San Diego | CA | San Diego County | 92107 | US | TIGER/LineÂ® dataset from the US Census Bureau
APCD2006-PTO-961289 | Active | 2009-07-31 | [34W] Registered Engine (Rule 12) | SD Co Regional Airport Authority | Environmental Affairs Dept | 3225 N Harbor Dr San Diego, CA | 92101 | N | EMERGENCY ENGINE GENERATOR: 519 HORSE POWER CATERPILLAR MODEL 3406DITA S/N 4ZR01387. 961289 GDS 2/98 17CCR93115 SJE05/06 | 0 | 0 | 0 | 0 | 0 | Unknown |  | 519 | 387.0183 | 2022-04-28 | 362.50 | 2022-04-28 | 364.00 | 1.5 | 580.5275 | 0 | 32.7293 | -117.1909 | 1 | range_interpolation | 3225 | N Harbor Dr |  |  | San Diego | CA | San Diego County | 92101 | US | TIGER/LineÂ® dataset from the US Census Bureau
APCD2006-PTO-961310 | Active | 2009-07-31 | [34W] Registered Engine (Rule 12) | UCSD Medical Center | EH&S Specialist | 225 Dickinson St W San Diego, CA | 92103 | M | EMERGENCY ENGINE-GENERATOR SET: CUMMINS DIESEL ENGINE, MODEL NTA-855-G, S/N 54931, 425 BHP, DRIVING A 250 KW GENERATOR. (961310-CCN-1/98) 17CCR93115 SJE03/06 | 1 | 0 | 0 | 0 | 1 | Diesel | 250 | 425 | 250 | 2021-06-02 | 555.20 | 2021-06-02 | 561.20 | 6 | 1500 | 1.3626 | 32.755 | -117.1651 | 1 | range_interpolation | 225 | Dickinson St |  |  | San Diego | CA | San Diego County | 92103 | US | TIGER/LineÂ® dataset from the US Census Bureau
APCD2006-PTO-961311 | Active | 2009-07-31 | [34W] Registered Engine (Rule 12) | UCSD Medical Center | EH&S Specialist | 225 Dickinson St W San Diego, CA | 92103 | M | KOHLER MODEL 125ROZ-71, 125 KW, S/N 107374. 961311 AFS 20APR1999 17 CCR 93115 SJE 12/05 | 0 | 0 | 0 | 0 | 0 | Unknown | 125 | Unknown | 125 | 2021-06-02 | 507.10 | 2021-06-02 | 512.80 | 5.7 | 712.5 | 0 | 32.755 | -117.1651 | 1 | range_interpolation | 225 | Dickinson St |  |  | San Diego | CA | San Diego County | 92103 | US | TIGER/LineÂ® dataset from the US Census Bureau
APCD2006-PTO-961312 | Active | 2009-07-31 | [34W] Registered Engine (Rule 12) | UCSD Medical Center | EH&S Specialist | 225 Dickinson St W San Diego, CA | 92103 | M | EMERGENCY ENGINE-GENERATOR SET: CUMMINS DIESEL ENGINE, MODEL NTA-855-G, S/N 54141, 425 BHP, DRIVING A 250 KW GENERATOR. (961312-CCN-1/98) 17CCR93115 SJE03/06 | 1 | 0 | 0 | 0 | 1 | Diesel | 250 | 425 | 250 | 2021-06-02 | 566.10 | 2021-06-02 | 572.20 | 6.1 | 1525 | 1.3853 | 32.755 | -117.1651 | 1 | range_interpolation | 225 | Dickinson St |  |  | San Diego | CA | San Diego County | 92103 | US | TIGER/LineÂ® dataset from the US Census Bureau
APCD2006-PTO-961313 | Active | 2009-07-31 | [34W] Registered Engine (Rule 12) | UCSD Medical Center | EH&S Specialist | 225 Dickinson St W San Diego, CA | 92103 | M | EMERGENCY ENGINE-GENERATOR SET: CATERPILLAR DIESEL ENGINE, MODEL 3208, S/N 30A02389, 192 BHP, DRIVING A 143 KW GENERATOR. (961313-CCN-1/98) 17CCR93115 SJE12/05 | 1 | 0 | 0 | 0 | 1 | Diesel | 143 | 192 | 143 | 2021-06-02 | 477.50 | 2021-06-02 | 483.90 | 6.4 | 915.2 | 0.83136 | 32.755 | -117.1651 | 1 | range_interpolation | 225 | Dickinson St |  |  | San Diego | CA | San Diego County | 92103 | US | TIGER/LineÂ® dataset from the US Census Bureau
APCD2006-PTO-961596 | Active | 2009-07-31 | [34W] Registered Engine (Rule 12) | West Ash Operating, LLC | C/O Meissner Jacquet | 610 W Ash St San Diego, CA | 92101 | N | EMERGENCY STANDBY ENGINE: CATERPILLAR MODEL 3306, S/N: 85Z01713, 305 BHP, DIESEL FUELED.(961596-CCN-3/98) 17 CCR 93 115 SJE 12/05 | 1 | 0 | 0 | 0 | 1 | Diesel |  | 305 | 227.4385 | [5 empty] | 0 | 0 | 32.7202 | -117.1686 | 1 | rooftop | 610 | W Ash St |  |  | San Diego | CA | San Diego County | 92101 | US | San Diego Geographic Information Source - JPA
APCD2006-PTO-961597 | Active | 2009-07-31 | [34W] Registered Engine (Rule 12) | SD UNIFIED PORT DISTRICT | HAZMAT SPEC LARRY MCCAULEY | 3165 PACIFIC HWY SAN DIEGO, CA | 92101 | N | ONE (1) EMERGENCY ENGINE GENERATOR: CUMMINS DIESEL ENGINE, MODEL 230R0Z71, S/N: 30127568, 385 HP; 230 KW GENERATOR. APPL# 961597 EFH 03/98 17CCR93115 SJE03/06 | 1 | 0 | 0 | 0 | 1 | Diesel | 230 | 385 | 230 | 2021-12-31 | 495.70 | 2022-02-14 | 578.40 | 82.7 | 19021 | 17.2785 | 32.7355 | -117.177 | 1 | rooftop | 3165 | Pacific Hwy |  |  | San Diego | CA | San Diego County | 92101 | US | Sandoval
APCD2006-PTO-961755 | Active | 2009-07-31 | [34H] California Certified Emergency Standby Engine | Kyocera International Inc | Kathryn Phin | 8611 Balboa Ave San Diego, CA | 92123 | J | Emergency Diesel Fire Pump Engine: Clarke model JU8H-UFADKO (John Deere model 6068HFC28) S/N PE6068L078604, tier 3 certified, engine family 9JDXL06.8104, rated 168 bhp 1760 rpm; driving a Fairbanks Morse 1500 gpm pump. SJE06/06 | 1 | 0 | 0 | 0 | 1 | Diesel |  | 168 | 125.2776 | 2021-09-08 | 261.60 | 2021-09-08 | 278.70 | 17.1 | 2142.247 | 1.946 | 32.82 | -117.1419 | 1 | rooftop | 8611 | Balboa Ave |  |  | San Diego | CA | San Diego County | 92123 | US | San Diego Geographic Information Source - JPA
APCD2006-PTO-961809 | Active | 2009-07-31 | [34C] Emergency Standby Engine | SD Co Regional Airport Authority | Environmental Affairs Dept | 3225 N Harbor Dr San Diego, CA | 92101 | N | EMERGENCY STANDBY ENGINE: CUMMINS DIESEL ENGINE MODEL QSX15-G9, LEAN BURN, TURBO-CHARGED, AFTER-COOLED, 755 HP, S/N 14022325, EPA ENGINE FAMILY 1CEXL015.ABA, 350 KW GENERATOR, CARB EXECUTIVE ORDER U-R-2-106. 976270 AFS 15APR2002 976270 500 HOURS OP TIME, 31JUL2002 AFS 17CCR93115 SJE 04/06 | 1 | 0 | 0 | 0 | 1 | Diesel | 350 | 755 | 350 | 2021-07-09 | 313.00 | 2022-04-28 | 321.00 | 8 | 2800 | 2.5435 | 32.7293 | -117.1909 | 1 | range_interpolation | 3225 | N Harbor Dr |  |  | San Diego | CA | San Diego County | 92101 | US | TIGER/LineÂ® dataset from the US Census Bureau
APCD2006-PTO-961834 | Active | 2009-07-31 | [34W] Registered Engine (Rule 12) | SD Co Regional Airport Authority | Environmental Affairs Dept | 3225 N Harbor Dr San Diego, CA | 92101 | N | EMERGENCY STANDBY ENGINE, CUMMINS MODEL VTA-28-G5-E9685230, S/N 25220837, 900 BHP. 961834AFS23FEB1999 17CCR93115 SJE05/06 | 0 | 0 | 0 | 0 | 0 | Unknown |  | 900 | 671.13 | 2021-07-09 | 378.90 | 2022-04-28 | 389.70 | 10.8 | 7248.204 | 0 | 32.7293 | -117.1909 | 1 | range_interpolation | 3225 | N Harbor Dr |  |  | San Diego | CA | San Diego County | 92101 | US | TIGER/LineÂ® dataset from the US Census Bureau
APCD2006-PTO-961970 | Active | 2009-07-31 | [34C] Emergency Standby Engine | Oceanside City Dept of Water Utilities | General Manager | 4706 Cannon Rd Leisure Village #1 Oceanside, CA | 92056 | C | EMERGENCY STANDBY ENGINE: ONE (1) 218 BHP VOLVE (AND DUETZ) LEAN BURN DIESEL FUELED 4-CYCLE MODEL TAD720GE (DUETZ MODEL BF6M1013C/FC) ENGINE WITH TURBOCHARGING AND AFTERCOOLING, AND DRIVING A 150 KW GENERATOR. EPA# DZX-NR6-03-20.S/N 5310018822. (961970-CCN-3/98) 17CCR93115SJE11/05 (984060 EAD 08/10/06 ) | 1 | 0 | 0 | 0 | 1 | Diesel | 150 | 218 | 150 | 2021-06-10 | 165.80 | 2021-06-10 | 170.90 | 5.1 | 765 | 0.69492 | 33.1667 | -117.2671 | 0.7 | street_center |  | Cannon Rd | # | 1 | Oceanside | CA | San Diego County | 92056 | US | TIGER/LineÂ® dataset from the US Census Bureau
APCD2006-PTO-962068 | Active | 2009-07-31 | [34W] Registered Engine (Rule 12) | Qualcomm Inc | Kirk Redding | 10190 McKellar Ct San Diego, CA | 92121 | G | EMERGENCY ENGINE GENERATOR: 277 HP CUMMINS MODEL 6C1-TA-8.3 DIESEL ENGINE S/N 3908511. 962068 GDS 11/98 17CCR93115SJE11/05 | 1 | 0 | 0 | 0 | 1 | Diesel |  | 277 | 206.5589 | 2021-12-31 | 166.70 | 2022-05-05 | 189.00 | 22.3 | 4606.2635 | 4.1843 | 32.7241 | -117.1709 | 0.5 | place |  |  |  |  | San Diego | CA | San Diego County | 92101 | US | TIGER/LineÂ® dataset from the US Census Bureau
APCD2006-PTO-970089 | Active | 2009-07-31 | [34W] Registered Engine (Rule 12) | Chula Vista Fire Department Station 1 | Ray Salazar | 447 F St Chula Vista, CA | 91910 | Q | EMERGENCY ENGINE GENERATOR: 66 HORSEPOWER JOHN DEERE MODEL 4039D S/N: 361901 WITH 30 KW KOHLER 30ROZJ61 GENERATOR. 17 CCR 93 115 SJE 03/06 | 0 | 0 | 0 | 0 | 0 | Unknown | 30 | 66 | 30 | [5 empty] | 0 | 0 | 32.6398 | -117.0858 | 1 | range_interpolation | 447 | F St |  |  | Chula Vista | CA | San Diego County | 91910 | US | TIGER/LineÂ® dataset from the US Census Bureau
APCD2006-PTO-970130 | Active | 2009-07-31 | [34W] Registered Engine (Rule 12) | CASA DE LAS CAMPANAS | OWNER /MANAGER | 18655 BERNARDO DR W SAN DIEGO, CA | 92127 | F | Emergency standby engine, generic model 9703014-S, 200 hp, S/N: 2035317, diesel fired. Appl# 970130 EFH 12/98 17 CCR 93 115 SJR 03/06 | 1 | 0 | 0 | 0 | 1 | Diesel |  | 200 | 149.14 | 2021-10-13 | 357.90 | 2021-10-13 | 366.40 | 8.5 | 1267.69 | 1.1516 | 33.044 | -117.0535 | 0.9 | rooftop | 18655 | Bernardo Trails Dr |  |  | San Diego | CA | San Diego County | 92128 | US | San Diego Geographic Information Source - JPA
APCD2006-PTO-970238 | Active | 2009-07-31 | [34W] Registered Engine (Rule 12) | MCCAIN VALLEY CONSERVATION CAMP |  | 2550 MC CAIN VALLEY RD BOULEVARD, CA | 91905 | R | EMERGENCY ENGINE GENERATOR: 102 HORSEPOWER CUMMINS DIESEL ENGINE MODEL 3.9B, S/N 44331032, KOHLER 60ROZJ 60KW GENERATOR. 970238 GDS 4/99 17CCR93115 SJE10/05 | 1 | 0 | 0 | 0 | 1 | Diesel | 60 | 102 | 60 | 2021-12-15 | 0.00 | 2021-12-15 | 0.00 | 0 | 0 | 0 | 32.6872 | -116.268 | 1 | rooftop | 2550 | McCain Valley Rd |  |  | Boulevard | CA | San Diego County | 91905 | US | San Diego Geographic Information Source - JPA
APCD2006-PTO-970459 | Active | 2009-07-31 | [34W] Registered Engine (Rule 12) | Omni Hotels Management Corp | Matt Demel | 2100 Costa del Mar Rd Carlsbad, CA | 92009 | E | EMERGENCY ENGINE GENERATOR: 158 HP CATERPILLAR MODEL 3116 DI DIESEL ENGINE S/N 2SG00833. | 1 | 0 | 0 | 0 | 1 | Diesel |  | 158 | 117.8206 | 2021-12-31 | 220.00 | 2022-03-25 | 229.00 | 9 | 1060.3854 | 0.96325 | 33.0904 | -117.2674 | 1 | range_interpolation | 2100 | Costa Del Mar Rd |  |  | Carlsbad | CA | San Diego County | 92009 | US | TIGER/LineÂ® dataset from the US Census Bureau
APCD2006-PTO-970460 | Active | 2009-07-31 | [34W] Registered Engine (Rule 12) | Omni Hotels Management Corp | Matt Demel | 2100 Costa del Mar Rd Carlsbad, CA | 92009 | E | EMERGENCY ENGINE GENERATOR: 92 HORSEPOWER DMT CORP. MODEL DMT-60P3 DIESEL ENGINE, S/N 850320. | 1 | 0 | 0 | 0 | 1 | Diesel |  | 92 | 68.6044 | 2021-12-31 | 328.30 | 2022-03-25 | 337.20 | 8.9 | 610.5792 | 0.55465 | 33.0904 | -117.2674 | 1 | range_interpolation | 2100 | Costa Del Mar Rd |  |  | Carlsbad | CA | San Diego County | 92009 | US | TIGER/LineÂ® dataset from the US Census Bureau
APCD2006-PTO-970507 | Active | 2009-07-31 | [34C] Emergency Standby Engine | Commander Navy Region SW | Marvin Johnson | Naval Air Station North Island Coronado, CA | 92155 | O | EMERGENCY ENGINE: PERKINS, MODEL 1004.40T, DIESEL FIRED, 68.5 BHP, S/N AQ35069*U191010H, DRIVING AN ELECTRIC GENERATOR, LOCATED IN BLDG. 554. (970507-CCN-3/98)(977325 ALC 11/02) 17CCR93115 SJE12/05 | 1 | 0 | 0 | 0 | 1 | Diesel |  | 68.5 | 51.0804 | 2021-08-27 | 20.90 | 2022-07-07 | 26.00 | 5.1 | 260.5103 | 0.23665 | 32.6992 | -117.2096 | 1 | place |  |  |  |  | Coronado | CA | San Diego County | 92118 | US | TIGER/LineÂ® dataset from the US Census Bureau
APCD2006-PTO-970524 | Active | 2009-07-31 | [34W] Registered Engine (Rule 12) | Commander Navy Region SW | Marvin Johnson | Naval Air Station North Island Coronado, CA | 92155 | O | EMERGENCY STANDBY ENGINE: CATERPILLAR MODEL D343, S/N 62B12255, 344 BHP, DIESEL FUELED. (LOCATED BLDG #793)(970524-CCN-3/98) 17CCR93115 SJE12/05 | 1 | 0 | 0 | 0 | 1 | Diesel |  | 344 | 256.5208 | 2021-08-27 | 387.00 | 2022-06-09 | 390.70 | 3.7 | 949.127 | 0.86218 | 32.6992 | -117.2096 | 1 | place |  |  |  |  | Coronado | CA | San Diego County | 92118 | US | TIGER/LineÂ® dataset from the US Census Bureau
APCD2006-PTO-970527 | Active | 2009-07-31 | [34C] Emergency Standby Engine | Commander Navy Region SW | Marvin Johnson | Naval Air Station North Island Coronado, CA | 92155 | O | EMERGENCY ENGINE: PERKINS, MODEL 1004.40, DIESEL FIRED, 68.5 BHP, S/N AA35070*U997809H, DRIVING AN ELECTRIC GENERATOR, LOCATED IN BLDG. 698. (03/98 ALC 970527)(977326 ALC 11/02) 17CCR93115 SJE12/05 | 1 | 0 | 0 | 0 | 1 | Diesel |  | 68.5 | 51.0804 | 2021-09-01 | 6.40 | 2022-07-07 | 10.70 | 4.3 | 219.6459 | 0.19952 | 32.6992 | -117.2096 | 1 | place |  |  |  |  | Coronado | CA | San Diego County | 92118 | US | TIGER/LineÂ® dataset from the US Census Bureau
APCD2006-PTO-970532 | Active | 2009-07-31 | [34C] Emergency Standby Engine | Commander Navy Region SW | Marvin Johnson | Naval Air Station North Island Coronado, CA | 92155 | O | EMERGENCY ENGINE: PERKINS, MODEL 1004G, DIESEL FIRED, 68.5 BHP, S/N AQ35069U191005H/01387920-09, DRIVING AN ELECTRIC GENERATOR, LOCATED IN BLDG. 1214. (03/98 ALC 970532)(977327 ALC 11/02) 17CCR93115 SJE12/05 | 1 | 0 | 0 | 0 | 1 | Diesel |  | 68.5 | 51.0804 | 2021-09-02 | 178.09 | 2022-06-02 | 183.42 | 5.33 | 272.2588 | 0.24732 | 32.6992 | -117.2096 | 1 | place |  |  |  |  | Coronado | CA | San Diego County | 92118 | US | TIGER/LineÂ® dataset from the US Census Bureau
APCD2006-PTO-970535 | Active | 2009-07-31 | [34H] California Certified Emergency Standby Engine | Commander Navy Region SW | Marvin Johnson | Naval Air Station North Island Coronado, CA | 92155 | O | INTERNAL COMBUSTION ENGINE. MAKE: JOHN DEERE. MODEL: 6081AF001. SERIAL NO.: RG6081A131935. BHP RATING: 375. EQUIPPED WITH TURBO CHARGER. DRIVES AN ELECTRICAL EMERGENCY GENERATOR RATED AT 280 KW. (03/98 ALC 970535) JFT REPLACED ENGINE APP979289 MAY0504984014-SJE-2/06 ATCM CONDITION BEC CHANGE | 0 | 0 | 0 | 0 | 0 | Unknown | 280 | 35 | 280 | 2021-08-27 | 201.30 | 2022-06-09 | 2.10 | -199.2 | -55776 | 0 | 32.6992 | -117.2096 | 1 | place |  |  |  |  | Coronado | CA | San Diego County | 92118 | US | TIGER/LineÂ® dataset from the US Census Bureau
APCD2006-PTO-970536 | Active | 2009-07-31 | [34H] California Certified Emergency Standby Engine | Commander Navy Region SW | Bennie Sanchez | Naval Air Station North Island bldg 1474 Coronado, CA | 92155 | O | Emergency Diesel Engine Generator: Iveco/FPT, Model F4GE9485A*J, 131 BHP, S/N 01594277, Engine Family JFPXL06.7DGB-002, Tier 3 certified; driving an 80-kW emergency electrical generator; located in Bldg. 1474. | 1 | 0 | 0 | 0 | 1 | Diesel | 80 | 131 | 80 | 2021-08-26 | 12.40 | 2022-06-09 | 17.20 | 4.8 | 384 | 0.34882 | 32.6992 | -117.2096 | 0.9 | place |  |  |  |  | Coronado | CA | San Diego County | 92118 | US | TIGER/LineÂ® dataset from the US Census Bureau
APCD2006-PTO-970537 | Active | 2009-07-31 | [34H] California Certified Emergency Standby Engine | Commander Navy Region SW | Marvin Johnson | Naval Air Station North Island Coronado, CA | 92155 | O | EMERGENCY STANDBY ENGINE: PERKINS DIESEL ENGINE, MODEL 1004.40T, S/N AQ35069*U189379H, RATED AT 91 BHP, EPA CERTIFIED OF ENGINE FAMILY NUMBER 1PKXL03.9AK1, TURBOCHARGED, DRIVING A 60 KW GENERATOR. (970537-ALC-3/98) (979273-CCN-3/04) 17CCR93115 SJE12/05 | 1 | 0 | 0 | 0 | 1 | Diesel | 60 | 91 | 60 | 2021-09-02 | 170.30 | 2022-06-24 | 172.90 | 2.6 | 156 | 0.14171 | 32.6992 | -117.2096 | 1 | place |  |  |  |  | Coronado | CA | San Diego County | 92118 | US | TIGER/LineÂ® dataset from the US Census Bureau
APCD2006-PTO-970538 | Active | 2009-07-31 | [34W] Registered Engine (Rule 12) | Commander Navy Region SW | Marvin Johnson | Naval Air Station North Island Coronado, CA | 92155 | O | EMERGENCY ENGINE: CATERPILLAR, MODEL 3304B, DIESEL FIRED, 230 BHP, S/N 83Z03599, DRIVING AND ELECTRIC GENERATOR, LOCATED IN BLDG. #1477. (03/98 ALC 970538) 17CCR93115 SJE 12/05 | 1 | 0 | 0 | 0 | 1 | Diesel |  | 230 | 171.511 | 2021-08-26 | 714.80 | 2022-06-09 | 745.40 | 30.6 | 5248.2366 | 4.7675 | 32.6992 | -117.2096 | 1 | place |  |  |  |  | Coronado | CA | San Diego County | 92118 | US | TIGER/LineÂ® dataset from the US Census Bureau
APCD2006-PTO-970540 | Active | 2009-07-31 | [34W] Registered Engine (Rule 12) | Commander Navy Region SW | Marvin Johnson | Naval Air Station North Island Coronado, CA | 92155 | O | EMERGENCY ENGINE: PERKINS, MODEL 1004.40, DIESEL FIRED, 68.5 BHP, S/N AA35070*U998116H, DRIVING AN ELECTRIC GENERATOR, LOCATED IN BLDG 453. (03/98 ALC 970540)(977324 ALC 11/02) 17CCR93115 SJE12/05 | 1 | 0 | 0 | 0 | 1 | Diesel |  | 68.5 | 51.0804 | 2021-08-27 | 160.00 | 2022-07-07 | 165.00 | 5 | 255.4022 | 0.23201 | 32.6992 | -117.2096 | 1 | place |  |  |  |  | Coronado | CA | San Diego County | 92118 | US | TIGER/LineÂ® dataset from the US Census Bureau
APCD2006-PTO-970546 | Active | 2009-07-31 | [34W] Registered Engine (Rule 12) | Commander Navy Region SW | Marvin Johnson | Naval Air Station North Island Coronado, CA | 92155 | O | EMERGENCY ENGINE: CUMMINS, MODEL 4B-3-9, DIESEL FIRED, 120 BHP, S/N 44304449, DRIVING AN ELECTRIC GENERATOR, LOCATED IN BLDG. #352. (03/98 ALC 970546) 17CCR93115 SJE 12/05 | 1 | 0 | 0 | 0 | 1 | Diesel |  | 120 | 89.484 | 2021-09-01 | 22.50 | 2022-06-02 | 23.90 | 1.4 | 125.2776 | 0.1138 | 32.6992 | -117.2096 | 1 | place |  |  |  |  | Coronado | CA | San Diego County | 92118 | US | TIGER/LineÂ® dataset from the US Census Bureau
APCD2006-PTO-970547 | Active | 2009-07-31 | [34W] Registered Engine (Rule 12) | Commander Navy Region SW | Marvin Johnson | Naval Air Station North Island Coronado, CA | 92155 | O | EMERGENCY ENGINE: GENERAC, MODEL 92A02674-S, DIESEL FIRED, 99 BHP, S/N A31692, DRIVING AN ELECTRIC GENERATOR, LOCATED IN BLDG. #1481. (03/98 ALC 970547)17CCR93115SJE12/05 | 1 | 0 | 0 | 0 | 1 | Diesel |  | 99 | 73.8243 | 2021-08-27 | 322.50 | 2022-06-09 | 327.20 | 4.7 | 346.9742 | 0.31519 | 32.6992 | -117.2096 | 1 | place |  |  |  |  | Coronado | CA | San Diego County | 92118 | US | TIGER/LineÂ® dataset from the US Census Bureau
APCD2006-PTO-970774 | Active | 2009-07-31 | [34W] Registered Engine (Rule 12) | San Elijo Joint Powers Authority Olvenhain PS | Facility Manager | 3101 Manchester Av Cardiff, CA | 92007 | E | EMERGENCY ENGINE GENERATOR: 269 HP CATERPILLAR DIESEL ENGINE, S/N 5YF03511175 KW, MODEL 3208. GDS 970774 11/98 17CCR93115 SJE12/05 | 1 | 0 | 0 | 0 | 1 | Diesel | 175 | 269 | 175 | [5 empty] | 0 | 0 | 38.9502 | -123.6615 | 0.5 | place |  |  |  |  | Manchester | CA | Mendocino County | 95459 | US | TIGER/LineÂ® dataset from the US Census Bureau
APCD2006-PTO-970810 | Active | 2009-07-31 | [34W] Registered Engine (Rule 12) | Pfizer La Jolla Laboratories | Owner Manager | 10777 Science Center Drive San Diego, CA | 92121 | G | EMERGENCY ENGINE: 700 HP MFR: DETROIT DIESEL, MODEL: 8123-7405, S/N: 12VF013324. FOR A 500KW GENERATOR: MFR: SPECTRUM DETRIOT DIESEL, MODEL 500DS, S/N 396151 (10555 SCIENCE CENTER DR./CAMPUS BUILDING 10.) | 1 | 0 | 0 | 0 | 1 | Diesel | 500 | Unknown | 500 | 2021-05-20 | 529.70 | 2022-07-06 | 553.70 | 24 | 12000 | 10.9007 | 32.8985 | -117.2281 | 1 | rooftop | 10777 | Science Center Dr |  |  | San Diego | CA | San Diego County | 92121 | US | San Diego Geographic Information Source - JPA
APCD2006-PTO-971243 | Active | 2009-07-31 | [34H] California Certified Emergency Standby Engine | UCSD | Valerie Fanning | 7110 Via Capris La Jolla, CA | 92037 | I | Emergency Diesel Engine Generator: John Deere, Model 6068HFG82, 284 BHP, S/N PE6068N014394, Engine Family KJDXL06.8120, Tier 3 certified; driving a 180-kW emergency electrical generator. | 1 | 0 | 0 | 0 | 1 | Diesel | 180 | 284 | 180 | 2021-06-29 | 7.10 | 2021-06-29 | 17.20 | 10.1 | 1818 | 1.6515 | 32.8411 | -117.2494 | 1 | rooftop | 7110 | Via Capri |  |  | LA Jolla | CA | San Diego County | 92037 | US | San Diego Geographic Information Source - JPA
APCD2006-PTO-971448 | Active | 2009-07-31 | [34W] Registered Engine (Rule 12) | Commander Navy Region SW | Marvin Johnson | Naval Air Station North Island Coronado, CA | 92155 | O | STANDBY EMERGENCY ENGINE GENERATOR: DETROIT DIESEL ENGINE MODEL 81237405, 830 HP, S/N D8478, KOHLER GENERATOR S/N AHL34063. BLDG. 1496 APPL# 971448 EFH 10/98 17CCR93115 SJE12/05 | 1 | 0 | 0 | 0 | 1 | Diesel |  | 830 | 618.931 | 2021-09-01 | 1.10 | 2022-06-02 | 11.00 | 9.9 | 6127.4169 | 5.5661 | 32.6992 | -117.2096 | 1 | place |  |  |  |  | Coronado | CA | San Diego County | 92118 | US | TIGER/LineÂ® dataset from the US Census Bureau
APCD2006-PTO-971738 | Active | 2009-07-31 | [34W] Registered Engine (Rule 12) | CA ST University San Marcos | Director EH&OS | 333 S Twin Oaks Valley Rd San Marcos, CA | 92078 | E | EMERGENCY ENGINE GENERATOR: 300HP JOHN DEERE MODEL 6076T DIESEL ENGINE, TURBOCHARGED, S/N: RG081A034032. GDS 7/98 971738 17 CCR 93 115 SJE 12/05 | 1 | 0 | 0 | 0 | 1 | Diesel |  | 300 | 223.71 | [5 empty] | 0 | 0 | 33.1267 | -117.1551 | 1 | rooftop | 333 | S Twin Oaks Valley Rd S |  |  | San Marcos | CA | San Diego County | 92078 | US | San Diego Geographic Information Source - JPA
APCD2006-PTO-971756 | Active | 2009-07-31 | [34H] California Certified Emergency Standby Engine | Cox Communications - El Cajon MTC | Brandy Brickey | 1175 Cuyamaca Street El Cajon, CA | 92020 | L | Emergency Diesel Engine Generator: Caterpillar, Model 3512C, S/N LYP00119, 56.8L Displacement, Model Year 2017; Engine Family HCPXL78.1NZX; Tier 2 certified; 2584 bhp rated (1927 kW at 1800 rpm); driving a 1750 kW emergency electrical generator. | 1 | 0 | 0 | 0 | 1 | Diesel | 927 | 584 | 927 | [5 empty] | 0 | 0 | 32.8109 | -116.9793 | 1 | rooftop | 1175 | Cuyamaca St |  |  | El Cajon | CA | San Diego County | 92020 | US | Sandoval
APCD2006-PTO-971757 | Active | 2009-07-31 | [34H] California Certified Emergency Standby Engine | Cox Communications - El Cajon MTC | Brandy Brickey | 1175 Cuyamaca Street El Cajon, CA | 92020 | L | Emergency Diesel Engine Generator: Caterpillar, Model 3512C, S/N LYP00118, 56.8L Displacement, Model Year 2017; Engine Family HCPXL78.1NZX; Tier 2 certified; 2584 bhp rated (1927 kW at 1800 rpm); driving a 1750 kW emergency electrical generator. | 1 | 0 | 0 | 0 | 1 | Diesel | 927 | 584 | 927 | 2021-12-14 | 26.10 | 2021-12-14 | 31.30 | 5.2 | 4820.4 | 4.3788 | 32.8109 | -116.9793 | 1 | rooftop | 1175 | Cuyamaca St |  |  | El Cajon | CA | San Diego County | 92020 | US | Sandoval
APCD2006-PTO-971776 | Active | 2009-07-31 | [34W] Registered Engine (Rule 12) | Catalent San Diego | Ryan Henderson | 7330 Carroll Rd San Diego, CA | 92121 | G | EMERGENCY ENGINE GENERATOR; 600 HP DETROIT DIESEL MODEL 400 DS60 DIESEL ENGINE, S/N: 8083-7416. (984480 6/06) 7/98 GDS 971776 17 CCR 93115 SJE 11/05 (ATCM DATA: S/N: 379770) | 1 | 0 | 0 | 0 | 1 | Diesel |  | 600 | 447.42 | 2022-01-04 | 241.40 | 2022-01-04 | 241.40 | 0 | 0 | 0 | 32.8862 | -117.1645 | 1 | rooftop | 7330 | Carroll Rd |  |  | San Diego | CA | San Diego County | 92121 | US | San Diego Geographic Information Source - JPA
APCD2006-PTO-971858 | Active | 2009-07-31 | [34W] Registered Engine (Rule 12) | Pacific Bell | Facility Manager | 325 Tenth St Ramona, CA | 92065 | F | EMERGENCY ENGINE: CATERPILLAR, MODEL 3406, DIESEL FIRED, 412 HP, S/N 2WB04476, DRIVING AN ELECTRIC GENERATOR, 200 KW. (09/98 ALC 971858) 17 CCR 93115 SJE 12/05 | 1 | 0 | 0 | 0 | 1 | Diesel | 200 | 412 | 200 | 2021-11-23 | 612.00 | 2021-11-23 | 628.00 | 16 | 3200 | 2.9069 | 33.0417 | -116.8686 | 1 | range_interpolation | 325 | 10th St |  |  | Ramona | CA | San Diego County | 92065 | US | TIGER/LineÂ® dataset from the US Census Bureau
APCD2006-PTO-972091 | Active | 2009-07-31 | [34H] California Certified Emergency Standby Engine | Commander Navy Region SW | Marvin Johnson | Naval Air Station North Island Coronado, CA | 92155 | O | EMERGENCY ENGINE: PERKINS 1004G, S/N AA35070U995006H/200112058 (1996), 68.5 HP. 972091 EFH 02/99977323 SJE 3/06 ENGINE REPLACEMENT 17CCR93115 SJE03/06 | 0 | 0 | 0 | 0 | 0 | Unknown |  | 685 | 510.8045 | 2021-09-02 | 291.00 | 2022-06-01 | 296.00 | 5 | 2554.0225 | 0 | 32.6992 | -117.2096 | 1 | place |  |  |  |  | Coronado | CA | San Diego County | 92118 | US | TIGER/LineÂ® dataset from the US Census Bureau
APCD2006-PTO-972338 | Active | 2009-07-31 | [34W] Registered Engine (Rule 12) | UCSD | Valerie Fanning | 9500 Gilman Dr Dept 0089 San Diego, CA | 92093 | I | EMERGENCY ENGINE: CATERPILLAR, MODEL 3516 STD, DIESEL FIRED, 2168 BHP,S/N 25Z03869, DRIVING AN ELECTRIC GENERATOR, LOCATED IN CENTRAL UTILITIES.(ALC 972338 11/98) 17CCR93115 SJE12/05 | 1 | 0 | 0 | 0 | 1 | Diesel |  | 2168 | 1616.6776 | 2021-06-24 | 375.90 | 2022-07-25 | 405.00 | 29.1 | 47045.3182 | 42.7356 | 32.8758 | -117.2396 | 0.9 | rooftop | 9500 | Gilman Dr | Dept | 89 | LA Jolla | CA | San Diego County | 92093 | US | San Diego Geographic Information Source - JPA
APCD2006-PTO-972339 | Active | 2009-07-31 | [34W] Registered Engine (Rule 12) | UCSD | Valerie Fanning | 9500 Gilman Dr Dept 0089 San Diego, CA | 92093 | I | EMERGENCY ENGINE: CUMMINS, MODEL NTTA 855G2, DIESEL FIRED, 535 BHP, S/N 30303023, DRIVING AN ELECTRIC GENERATOR, LOCATED IN ENG. BLDG. 1. (ALC 972339 11/98) 17CCR93115 SJE12/05 | 1 | 0 | 0 | 0 | 1 | Diesel |  | 535 | 398.9495 | 2021-06-24 | 186.00 | 2022-07-25 | 192.50 | 6.5 | 2593.1717 | 2.3556 | 32.8758 | -117.2396 | 0.9 | rooftop | 9500 | Gilman Dr | Dept | 89 | LA Jolla | CA | San Diego County | 92093 | US | San Diego Geographic Information Source - JPA
APCD2006-PTO-972341 | Active | 2009-07-31 | [34W] Registered Engine (Rule 12) | UCSD | Valerie Fanning | 9500 Gilman Dr Dept 0089 San Diego, CA | 92093 | I | EMERGENCY ENGINE: CUMMINS, MODEL KTA 19-G2, DIESEL FIRED, 536 BHP, S/N 31135811, DRIVING AN ELECTRIC GENERATOR, LOCATED IN MOLECULAR BIOLOGY BLDG. (ALC 972341 11/98 17CCR93115SJE12/05 | 1 | 0 | 0 | 0 | 1 | Diesel |  | 536 | 399.6952 | 2021-06-23 | 247.40 | 2022-07-22 | 256.60 | 9.2 | 3677.1958 | 3.3403 | 32.8758 | -117.2396 | 0.9 | rooftop | 9500 | Gilman Dr | Dept | 89 | LA Jolla | CA | San Diego County | 92093 | US | San Diego Geographic Information Source - JPA
APCD2006-PTO-972343 | Active | 2009-07-31 | [34W] Registered Engine (Rule 12) | UCSD | Valerie Fanning | 9500 Gilman Dr Dept 0089 San Diego, CA | 92093 | I | EMERGENCY ENGINE: DETROIT DIESEL, MODEL 12V-92TA, DIESEL FIRED, 830 BHP, S/N 81237405, DRIVING AN ELECTRIC GENERATOR, KOHLER, MODEL 500ROZD, LOCATED IN CENTRAL UNIVERSITY LIBRARY.(ALC 972343 11/98) 17CCR93115 SJE 12/05 | 1 | 0 | 0 | 0 | 1 | Diesel |  | 830 | 618.931 | 2021-06-23 | 69.50 | 2022-07-21 | 7.54 | -61.96 | -38348.9648 | -34.8359 | 32.8758 | -117.2396 | 0.9 | rooftop | 9500 | Gilman Dr | Dept | 89 | LA Jolla | CA | San Diego County | 92093 | US | San Diego Geographic Information Source - JPA
APCD2006-PTO-972345 | Active | 2009-07-31 | [34H] California Certified Emergency Standby Engine | UCSD | Valerie Fanning | 9500 Gilman Dr Dept 0089 San Diego, CA | 92093 | I | Emergency Diesel Engine Generator: John Deere (Kohler), Model 4045HF2851 (100REOZJF), 158 BHP, S/N PE4045N025486, Engine Family LJDXL04.5119, Tier 3 certified; driving a 100-kW emergency electrical generator | 1 | 0 | 0 | 0 | 1 | Diesel | 100 | 158 | 100 | 2021-06-22 | 8.60 | 2022-07-21 | 18.20 | 9.6 | 960 | 0.87206 | 32.8758 | -117.2396 | 0.9 | rooftop | 9500 | Gilman Dr | Dept | 89 | LA Jolla | CA | San Diego County | 92093 | US | San Diego Geographic Information Source - JPA
APCD2006-PTO-972346 | Active | 2009-07-31 | [34W] Registered Engine (Rule 12) | UCSD | Valerie Fanning | 9500 Gilman Dr Dept 0089 San Diego, CA | 92093 | I | EMERGENCY ENGINE: JOHN DEERE, MODEL 4039T, DIESEL FIRED, 100 BHP, S/N T04039T344975, DRIVING AN ELECTRIC GENERATOR, KOHLER, MODEL 50ROZJ81, S/N 283326, LOCATED IN CAMPUS SERV. COMP. D.(ALC 972346 11/98)17CCR93115SJE12/05 | 1 | 0 | 0 | 0 | 1 | Diesel |  | 100 | 74.57 | 2021-06-22 | 150.90 | 2022-07-25 | 161.90 | 11 | 820.27 | 0.74513 | 32.8758 | -117.2396 | 0.9 | rooftop | 9500 | Gilman Dr | Dept | 89 | LA Jolla | CA | San Diego County | 92093 | US | San Diego Geographic Information Source - JPA
APCD2006-PTO-972347 | Active | 2009-07-31 | [34W] Registered Engine (Rule 12) | UCSD | Valerie Fanning | 9500 Gilman Dr Dept 0089 San Diego, CA | 92093 | I | EMERGENCY ENGINE: DETROIT DIESEL, MODEL 8163-7416, DIESEL FIRED, 1232 BHP, S/N HVF009692, DRIVING AN ELECTRIC GENERATOR, LOCATED IN PACIFIC HALL. (ALC 972347 11/98) 17CCR 93115 SJE 12/05 | 1 | 0 | 0 | 0 | 1 | Diesel |  | 1232 | 918.7024 | 2021-06-23 | 209.00 | 2022-07-22 | 217.80 | 8.8 | 8084.5811 | 7.344 | 32.8758 | -117.2396 | 0.9 | rooftop | 9500 | Gilman Dr | Dept | 89 | LA Jolla | CA | San Diego County | 92093 | US | San Diego Geographic Information Source - JPA
APCD2006-PTO-972348 | Active | 2009-07-31 | [34W] Registered Engine (Rule 12) | UCSD | Valerie Fanning | 9500 Gilman Dr Dept 0089 San Diego, CA | 92093 | I | EMERGENCY ENGINE: JOHN DEERE, MODEL 6076TF010, DIESEL FIRED, 150 BHP, S/N RG6076T185222, DRIVING AN ELECTRIC GENERATOR, LOCATED IN WARREN APTS. (ALC 972348 11/98) 17CCR93115 SJE12/05 | 1 | 0 | 0 | 0 | 1 | Diesel |  | 150 | 111.855 | 2021-06-23 | 349.80 | 2022-07-22 | 364.30 | 14.5 | 1621.8975 | 1.4733 | 32.8758 | -117.2396 | 0.9 | rooftop | 9500 | Gilman Dr | Dept | 89 | LA Jolla | CA | San Diego County | 92093 | US | San Diego Geographic Information Source - JPA
APCD2006-PTO-972349 | Active | 2009-07-31 | [34W] Registered Engine (Rule 12) | UCSD | Valerie Fanning | 9500 Gilman Dr Dept 0089 San Diego, CA | 92093 | I | EMERGENCY ENGINE: CATERPILLAR, MODEL 3412 DITA, DIESEL FIRED, 890 BHP, S/N 81Z15164, DRIVING AN ELECTRIC GENERATOR, LOCATED IN ENG. BLDG. 2. (ALC 972349 11/98) 17 CCR 93115 SJE 12/05 | 1 | 0 | 0 | 0 | 1 | Diesel |  | 890 | 663.673 | 2021-06-23 | 151.00 | 2022-07-25 | 161.00 | 10 | 6636.73 | 6.0288 | 32.8758 | -117.2396 | 0.9 | rooftop | 9500 | Gilman Dr | Dept | 89 | LA Jolla | CA | San Diego County | 92093 | US | San Diego Geographic Information Source - JPA
APCD2006-PTO-972350 | Active | 2009-07-31 | [34W] Registered Engine (Rule 12) | UCSD | Valerie Fanning | 9500 Gilman Dr Dept 0089 San Diego, CA | 92093 | I | EMERGENCY ENGINE: CATERPILLAR, MODEL 3512 DITA, DIESEL FIRED, 1447 BHP, S/N 24Z05267, DRIVING AN ELECTRIC GENERATOR, LOCATED IN RECREATIONAL INTRAMURAL ATHLETIC CENTER. (ALC 972350 11/98) 17 CCR 93115 SJE 12/05 | 1 | 0 | 0 | 0 | 1 | Diesel |  | 1447 | 1079.0279 | 2021-06-23 | 136.00 | 2022-07-21 | 138.00 | 2 | 2158.0558 | 1.9604 | 32.8758 | -117.2396 | 0.9 | rooftop | 9500 | Gilman Dr | Dept | 89 | LA Jolla | CA | San Diego County | 92093 | US | San Diego Geographic Information Source - JPA
APCD2006-PTO-972351 | Active | 2009-07-31 | [34W] Registered Engine (Rule 12) | UCSD | Valerie Fanning | 9500 Gilman Dr Dept 0089 San Diego, CA | 92093 | I | EMERGENCY ENGINE: CATERPILLAR, MODEL 3412 DITA, DIESEL FIRED, 890 BHP, S/N 81Z15213, DRIVING AN ELECTRIC GENERATOR, LOCATED IN CENTER FOR MOLECULAR MEDICINE WEST. (ALC 972351 11/98)17 CCR 93115 SJE 12/05 | 1 | 0 | 0 | 0 | 1 | Diesel |  | 890 | 663.673 | 2021-06-23 | 221.70 | 2022-07-22 | 236.90 | 15.2 | 10087.8296 | 9.1637 | 32.8758 | -117.2396 | 0.9 | rooftop | 9500 | Gilman Dr | Dept | 89 | LA Jolla | CA | San Diego County | 92093 | US | San Diego Geographic Information Source - JPA
APCD2006-PTO-972352 | Active | 2009-07-31 | [34W] Registered Engine (Rule 12) | UCSD | Valerie Fanning | 9500 Gilman Dr Dept 0089 San Diego, CA | 92093 | I | EMERGENCY ENGINE: CATERPILLAR, MODEL 3412 DITA, DIESEL FIRED, 890 BHP, S/N 81Z15216, DRIVING AN ELECTRIC GENERATOR, LOCATED IN CENTER FORMOECULAR MEDICINE WEST. (ALC 972352 11/98)17 CCR 93115 SJE 12/05 | 1 | 0 | 0 | 0 | 1 | Diesel |  | 890 | 663.673 | 2021-06-23 | 147.80 | 2022-07-21 | 147.80 | 0 | 0 | 0 | 32.8758 | -117.2396 | 0.9 | rooftop | 9500 | Gilman Dr | Dept | 89 | LA Jolla | CA | San Diego County | 92093 | US | San Diego Geographic Information Source - JPA
APCD2006-PTO-972353 | Active | 2009-07-31 | [34W] Registered Engine (Rule 12) | UCSD | Valerie Fanning | 9500 Gilman Dr Dept 0089 San Diego, CA | 92093 | I | EMERGENCY ENGINE: CATERPILLAR, MODEL 3516 STD, DIESEL FIRED, 2168 BHP, S/N 25Z03870, DRIVING AN ELECTRIC GENERATOR, LOCATED IN CENTRAL UTILITIES. (ALC 972353 11/98) 17 CCR 93115 SJE 12/05 | 1 | 0 | 0 | 0 | 1 | Diesel |  | 2168 | 1616.6776 | 2021-06-24 | 348.60 | 2022-02-04 | 377.40 | 28.8 | 46560.3149 | 42.2951 | 32.8758 | -117.2396 | 0.9 | rooftop | 9500 | Gilman Dr | Dept | 89 | LA Jolla | CA | San Diego County | 92093 | US | San Diego Geographic Information Source - JPA
APCD2006-PTO-972354 | Active | 2009-07-31 | [34H] California Certified Emergency Standby Engine | UCSD | Valerie Fanning | CSC EMF 9500 Gilman Dr Dept 0089 San Diego, CA | 92093 | I | Emergency diesel engine: John Deere, Model 6090HFG86, S/N RG6090L139065, 463 bhp, Model Year 2019, Tier 3 certified of engine family number KJDXL09.0114, driving a 300 KW generator. | 1 | 0 | 0 | 0 | 1 | Diesel | 300 | 463 | 300 | 2021-06-23 | 8.60 | 2022-07-25 | 18.10 | 9.5 | 2850 | 2.5889 | 32.8758 | -117.2396 | 0.9 | rooftop | 9500 | Gilman Dr | Dept | 89 | LA Jolla | CA | San Diego County | 92093 | US | San Diego Geographic Information Source - JPA
APCD2006-PTO-972474 | Active | 2009-07-31 | [34W] Registered Engine (Rule 12) | Fredericka Manor | Luis Lujan | 183 Third Av Chula Vista, CA | 91910 | Q | EMERGENCY STANDBY ENGINE: DMT MODEL 12SN, 125KW, S/N 840175, DIESEL FIRED. APPL# 972474 EFH 1/99 17CCR93115 SJE01/06 (ATCM: WHITE MODEL D4800TAX194, S/N 4020167, 206HP) | 1 | 0 | 0 | 0 | 1 | Diesel | 125 | 206 | 125 | [5 empty] | 0 | 0 | 32.6464 | -117.0816 | 1 | rooftop | 183 | 3rd Ave |  |  | Chula Vista | CA | San Diego County | 91910 | US | San Diego Geographic Information Source - JPA
APCD2006-PTO-972475 | Active | 2009-07-31 | [34W] Registered Engine (Rule 12) | Fredericka Manor | Luis Lujan | 183 Third Av Chula Vista, CA | 91910 | Q | EMERGENCY STANDBY ENGINE: DELCO MODEL YE4813EC, 75 KW, S/N: 25L62, DIESEL FIRED. APPL# 972475 EFH 01/99 17CCR93115 SJE01/06 (ATCM: GM,4150-N, S/N 4A-104945, 206 HP) | 1 | 0 | 0 | 0 | 1 | Diesel | 75 | 206 | 75 | [5 empty] | 0 | 0 | 32.6464 | -117.0816 | 1 | rooftop | 183 | 3rd Ave |  |  | Chula Vista | CA | San Diego County | 91910 | US | San Diego Geographic Information Source - JPA
APCD2006-PTO-972498 | Active | 2009-07-31 | [34W] Registered Engine (Rule 12) | SD City of Metro Wastewater Biosolids Center | Facility Manager | 5240 Convoy St San Diego, CA | 92111 | M | EMERGENCY ENGINE GENERATOR, 199 HP CATERPILLAR DIESEL, MODEL 3304 BT, S/N 83Z10261. APPL# 972498 EFH 06/99 17CCR93115 SJE 01/06 | 1 | 0 | 0 | 0 | 1 | Diesel |  | 199 | 148.3943 | 2021-10-20 | 208.00 | 2021-10-20 | 210.00 | 2 | 296.7886 | 0.2696 | 32.8429 | -117.1588 | 1 | rooftop | 5240 | Convoy St |  |  | San Diego | CA | San Diego County | 92111 | US | San Diego Geographic Information Source - JPA
APCD2006-PTO-972499 | Active | 2009-07-31 | [34W] Registered Engine (Rule 12) | SD City of Metro Wastewater Biosolids Center | Facility Manager | 5240 Convoy St San Diego, CA | 92111 | M | EMERGENCY ENGINE GENERATOR, 113 HP JOHN DEERE DIESEL ENGINE, MODEL 4045TF250, S/N CD4045T501837. APPL# 972499 EFH 06/9917CCR93115SJE01/06 | 1 | 0 | 0 | 0 | 1 | Diesel |  | 113 | 84.2641 | 2021-10-20 | 221.50 | 2021-10-20 | 222.90 | 1.4 | 117.9697 | 0.10716 | 32.8429 | -117.1588 | 1 | rooftop | 5240 | Convoy St |  |  | San Diego | CA | San Diego County | 92111 | US | San Diego Geographic Information Source - JPA
APCD2006-PTO-972500 | Active | 2009-07-31 | [34W] Registered Engine (Rule 12) | SD City of Metro Wastewater Biosolids Center | Facility Manager | 5240 Convoy St San Diego, CA | 92111 | M | EMERGENCY ENGINE GENERATOR, 449 HP CATERPILLAR DIESEL ENGINE, MODEL 3306C S/N 4ZR02731 EFH 06/99 17CCR93115 SJE01/06 | 1 | 0 | 0 | 0 | 1 | Diesel |  | 449 | 334.8193 | 2021-10-20 | 206.50 | 2021-10-20 | 208.00 | 1.5 | 502.2289 | 0.45622 | 32.8429 | -117.1588 | 1 | rooftop | 5240 | Convoy St |  |  | San Diego | CA | San Diego County | 92111 | US | San Diego Geographic Information Source - JPA
APCD2006-PTO-972642 | Active | 2009-07-31 | [34W] Registered Engine (Rule 12) | Versum Materials US LLC | Randy Skow | 1969 Palomar Oaks Way Carlsbad, CA | 92011 | E | EMERGENCY STANDBY ENGINE: DETROIT DIESEL ENGINE, MODEL 8V92,S/N 08VF173201, RATED AT 568 BBHP, DRIVING A 350 KW GENERATOR. 972642 AFS 21 DEC1 998 17CCR 93115 SJE 11/05 | 1 | 0 | 0 | 0 | 1 | Diesel | 350 | 568 | 350 | [5 empty] | 0 | 0 | 33.1187 | -117.2837 | 1 | rooftop | 1969 | Palomar Oaks Way |  |  | Carlsbad | CA | San Diego County | 92011 | US | San Diego Geographic Information Source - JPA
APCD2006-PTO-972646 | Active | 2009-07-31 | [34W] Registered Engine (Rule 12) | Bosa California Investment LP | Jeff Jory | 1620 Fifth Ave San Diego, CA | 92101 | N | EMERGENCY ENGINE, KOHLER GENERATOR SET, JOHN DEERE DIESEL ENGINE MODEL6619AF-00, S/N RG6619A050659, 240 BHP. 972646AFS28DEC1998 17CCR93115 SJE04/06 | 1 | 0 | 0 | 0 | 1 | Diesel |  | 240 | 178.968 | [5 empty] | 0 | 0 | 32.7222 | -117.1604 | 1 | rooftop | 1620 | 5th Ave |  |  | San Diego | CA | San Diego County | 92101 | US | San Diego Geographic Information Source - JPA
APCD2006-PTO-972648 | Active | 2009-07-31 | [34H] California Certified Emergency Standby Engine | San Diego International Airport | David LaGuardia | 3225 N Harbor Dr San Diego, CA | 92101 | N | Emergency Diesel Engine Generator: Cummins, Model QSX15 rated at 755 bhp, S/N 40018718, Engine Family: JCEXL015.AAJ, EPA Tier 2 certified engine; driving a 500-kW emergency electrical generator.] | 1 | 0 | 0 | 0 | 1 | Diesel | 500 | 755 | 500 | 2021-07-09 | 19.20 | 2022-04-28 | 29.20 | 10 | 5000 | 4.542 | 32.7293 | -117.1909 | 1 | range_interpolation | 3225 | N Harbor Dr |  |  | San Diego | CA | San Diego County | 92101 | US | TIGER/LineÂ® dataset from the US Census Bureau
APCD2006-PTO-972682 | Active | 2009-07-31 | [34W] Registered Engine (Rule 12) | SD Co Regional Airport Authority | Environmental Affairs Dept | 3225 N Harbor Dr San Diego, CA | 92101 | N | EMERGENCY ENGINE, DETROIT DIESEL MODEL 71237406, S/N 12VA089896, 760 BHP.972682AFS30DEC1998 17CCR93115 SJE05/06 | 1 | 0 | 0 | 0 | 1 | Diesel |  | 760 | 566.732 | 2021-07-09 | 255.20 | 2022-04-28 | 274.90 | 19.7 | 11164.6204 | 10.1419 | 32.7293 | -117.1909 | 1 | range_interpolation | 3225 | N Harbor Dr |  |  | San Diego | CA | San Diego County | 92101 | US | TIGER/LineÂ® dataset from the US Census Bureau
APCD2006-PTO-972740 | Active | 2009-07-31 | [34W] Registered Engine (Rule 12) | SNH Medical Office Properties Trust | EHS Department | 3030 & 3050 Science Park Rd San Diego, CA | 92121 | G | EMERGENCY ENGINE GENERATOR: 895 HORSEPOWER DETROIT DIESEL ENGINE, MODE LR163K35, SERIAL NUMBER 536-2000765 WITH A KOHLER MODEL 800ROZD4 GENERATOR. 972740 GDS 3/2000 17CCR93115 SJE02/06 | 1 | 0 | 0 | 0 | 1 | Diesel |  | 895 | 667.4015 | 2021-11-12 | 241.40 | 2021-11-12 | 259.50 | 18.1 | 12079.9672 | 10.9734 | 33.1335 | -117.0276 | 0.8 | nearest_rooftop_match | 3027 | Reed Rd |  |  | Escondido | CA | San Diego County | 92027 | US | San Diego Geographic Information Source - JPA
APCD2006-PTO-972752 | Active | 2009-07-31 | [34W] Registered Engine (Rule 12) | Mirati Therapeutics, Inc. | Roger Furr | 3545 Cray Ct San Diego, CA | 92121 | G | EMERGENCY STANDBY ENGINE: DETROIT DIESEL, MODEL 1250R0ZD, S/N 12E0011041,1850 BHP. APPL# 972752 EFH 1/99 17CCR93115 SJE 02/06 (ATCM DATA: MODEL 91237416, S/N 12E0010711) | 1 | 0 | 0 | 0 | 1 | Diesel |  | 850 | 633.845 | 2021-12-14 | 165.80 | 2021-12-14 | 178.40 | 12.6 | 7986.447 | 7.2548 | 32.8996 | -117.2399 | 1 | rooftop | 3545 | Cray Ct |  |  | San Diego | CA | San Diego County | 92121 | US | Sandoval
APCD2006-PTO-972849 | Active | 2009-07-31 | [34W] Registered Engine (Rule 12) | UCSD | Valerie Fanning | 9500 Gilman Dr Dept 0089 San Diego, CA | 92093 | I | EMERGENCY ENGINE, CUMMINS MODEL NTA 855-G5, S/N 11913971 , DIESEL FIRED, 605BHP, LOCATED AT RITTER HALL 8602 LA JOLLA SHORES DRIVE. 972849 AFS 18FEB1999 17 CCR 93115 SJE 12/05 | 1 | 0 | 0 | 0 | 1 | Diesel |  | 605 | 451.1485 | 2021-06-23 | 239.20 | 2022-07-21 | 249.20 | 10 | 4511.485 | 4.0982 | 32.8758 | -117.2396 | 0.9 | rooftop | 9500 | Gilman Dr | Dept | 89 | LA Jolla | CA | San Diego County | 92093 | US | San Diego Geographic Information Source - JPA
APCD2006-PTO-973107 | Active | 2009-07-31 | [34W] Registered Engine (Rule 12) | Helix Water District | Chief Engineer | 9550 Lake Jennings Park Rd Lakeside, CA | 92040 | H | EMERGENCY ENGINE GENERATOR, CUMMINS DIESEL ENGINE, MODEL KTA19-G4,755 HP, S/N 37183999 . TURBOCHARGED AND AFTERCOOLED. APPL# 973072 EFH 4/99 17CCR93115 SJE11/05 | 1 | 0 | 0 | 0 | 1 | Diesel |  | 755 | 563.0035 | 2021-11-08 | 465.70 | 2021-11-08 | 482.50 | 16.8 | 9458.4588 | 8.592 | 32.853 | -116.8906 | 1 | rooftop | 9550 | Lake Jennings Park Rd |  |  | Lakeside | CA | San Diego County | 92040 | US | San Diego Geographic Information Source - JPA
APCD2006-PTO-973111 | Active | 2009-07-31 | [34W] Registered Engine (Rule 12) | CA ST University San Macos | Director EH&OS | 333 S Twin Oaks Valley Rd San Marcos, CA | 92078 | E | EMERGENCY ENGINE GENERATOR, 100 HP JOHN DEERE DIESEL ENGINE, MODEL 4039T, S/N: T04039T423064 APPL# 973111 EFH 06/99 17 CCR 93 115 SJE 12/05 | 1 | 0 | 0 | 0 | 1 | Diesel |  | 100 | 74.57 | [5 empty] | 0 | 0 | 33.1267 | -117.1551 | 1 | rooftop | 333 | S Twin Oaks Valley Rd S |  |  | San Marcos | CA | San Diego County | 92078 | US | San Diego Geographic Information Source - JPA
APCD2006-PTO-973112 | Active | 2009-07-31 | [34W] Registered Engine (Rule 12) | CA ST University San Marcos | Director EH&OS | 333 S Twin Oaks Valley Rd San Marcos, CA | 92078 | E | EMERGENCY ENGINE GENERATOR, CUMMINS DIESEL ENGINE MODEL NT-8555 G/5, 390 HP S/N: 11630146 APPL# 973112 EFH 04/99 17 CCR 93 115 SJE 12/05 | 1 | 0 | 0 | 0 | 1 | Diesel |  | 390 | 290.823 | [5 empty] | 0 | 0 | 33.1267 | -117.1551 | 1 | rooftop | 333 | S Twin Oaks Valley Rd S |  |  | San Marcos | CA | San Diego County | 92078 | US | San Diego Geographic Information Source - JPA
APCD2006-PTO-973119 | Active | 2009-07-31 | [34H] California Certified Emergency Standby Engine | Irvine Co | Lang Le | 501 W Broadway, Suite 410 San Diego, CA | 92101 | N | Emergency Diesel Engine Generator: John Deere, Model 6135HFG75, S/N RG6135G013419; Model Year 2021; Engine Family MJDXL13.5132; Tier 2 certified; 755 bhp rated; driving a 510 kW emergency electrical generator. Vertical exhaust with flapper valve; 12 feet above ground. | 1 | 0 | 0 | 0 | 1 | Diesel | 510 | 755 | 510 | [5 empty] | 0 | 0 | 32.7152 | -117.1677 | 1 | rooftop | 501 | W Broadway W | Ste | 410 | San Diego | CA | San Diego County | 92101 | US | San Diego Geographic Information Source - JPA
APCD2006-PTO-973376 | Active | 2009-07-31 | [34W] Registered Engine (Rule 12) | General Dynamics NASSCO | Sara Giobbi | 2798 East Harbor Dr San Diego, CA | 92113 | P | Emergency Diesel Engine: Detroit Diesel, Model 8163-7305, S/N 605371A1A, 800 BHP, Tier 0, Located onboard the "NASSCO Builder" Floating Drydock. | 1 | 0 | 0 | 0 | 1 | Diesel |  | 800 | 596.56 | 2021-10-27 | 869.67 | 2022-04-22 | 904.61 | 34.94 | 20843.8064 | 18.9344 | 32.6908 | -117.1338 | 0.9 | range_interpolation | 2798 | E Harbor Dr |  |  | San Diego | CA | San Diego County | 92113 | US | TIGER/LineÂ® dataset from the US Census Bureau
APCD2006-PTO-973586 | Active | 2009-07-31 | [34W] Registered Engine (Rule 12) | SD Co Regional Airport Authority | Environmental Affairs Dept | 3225 N Harbor Dr San Diego, CA | 92101 | N | CUMMINS DIESEL ENGINE MODEL 6CTA8.3-G, 277 BHP, S/N 45824190. 973586AFS30JUN1999 17CCR93115 SJE05/06 | 1 | 0 | 0 | 0 | 1 | Diesel |  | 277 | 206.5589 | 2021-07-09 | 200.60 | 2022-04-28 | 224.90 | 24.3 | 5019.3813 | 4.5596 | 32.7293 | -117.1909 | 1 | range_interpolation | 3225 | N Harbor Dr |  |  | San Diego | CA | San Diego County | 92101 | US | TIGER/LineÂ® dataset from the US Census Bureau
APCD2006-PTO-973745 | Active | 2009-07-31 | [34W] Registered Engine (Rule 12) | Cox Communications-Vista MTC | Brandy Brickey | 1155 Park Center Dr Vista, CA | 92081 | B | EMERGENCY ENGINE GENERATOR: 587 HORSEPOWER CATERPILLAR DIESEL ENGINE MODEL 3406, SERIAL NUMBER 4ZR02941. GDS 973745 8/99 17CCR93115 SJE11/05 | 1 | 0 | 0 | 0 | 1 | Diesel |  | 587 | 437.7259 | 2021-07-15 | 219.00 | 2022-06-09 | 226.00 | 7 | 3064.0813 | 2.7834 | 33.143 | -117.2304 | 1 | rooftop | 1155 | Park Center Dr |  |  | Vista | CA | San Diego County | 92081 | US | San Diego Geographic Information Source - JPA
APCD2006-PTO-973746 | Active | 2009-07-31 | [34W] Registered Engine (Rule 12) | Cox Communications-Vista MTC | Brandy Brickey | 1155 Park Center Dr Vista, CA | 92081 | B | EMERGENCY ENGINE GENERATOR: 587 HORSEPOWER CATERPILLAR DIESEL ENGINE MODEL 3406, SERIAL NUMBER 4ZR02939. GDS 973746 8/99 17CCR93115 SJE11/05 | 1 | 0 | 0 | 0 | 1 | Diesel |  | 587 | 437.7259 | 2021-07-15 | 263.00 | 2022-06-09 | 270.00 | 7 | 3064.0813 | 2.7834 | 33.143 | -117.2304 | 1 | rooftop | 1155 | Park Center Dr |  |  | Vista | CA | San Diego County | 92081 | US | San Diego Geographic Information Source - JPA
APCD2006-PTO-973800 | Active | 2009-07-31 | [34W] Registered Engine (Rule 12) | USMC MCAS Miramar | Michael Murukis | USMC Miramar San Diego, CA | 92145 | H | EMERGENCY ENGINE GENERATOR, 92 HP JOHN DEERE DIESEL, MODEL 4039TF004, S/N: CD4039T367930. APPL# 973800 EFH 09/9917 CCR 93115 SJE 12/05 | 1 | 0 | 0 | 0 | 1 | Diesel |  | 92 | 68.6044 | 2022-01-01 | 291.10 | 2022-01-01 | 292.10 | 1 | 68.6044 | 0.06232 | 32.8795 | -117.1612 | 1 | street_center |  | Miramar Rd |  |  | San Diego | CA | San Diego County | 92121 | US | TIGER/LineÂ® dataset from the US Census Bureau
APCD2006-PTO-974049 | Active | 2009-07-31 | [34W] Registered Engine (Rule 12) | Commander Navy Region SW | John Jay | Naval Air Station North Island Coronado, CA | 92135 | O | EMERGENCY ENGINE GENERATOR, 317 HP, MANUFACTURE YEAR 1999, CUMMINS DIESEL ENGINE MODEL 6CTAA8. 3-G1, S/N 45851508. APPL# 974049 EFH 02/00 17CCR93115 SJE01/06 Functional Group: Public Utilities and Transportation | 1 | 0 | 0 | 0 | 1 | Diesel |  | 317 | 236.3869 | 2021-06-24 | 209.10 | 2022-06-23 | 227.70 | 18.6 | 4396.7963 | 3.994 | 32.6992 | -117.2096 | 1 | place |  |  |  |  | Coronado | CA | San Diego County | 92118 | US | TIGER/LineÂ® dataset from the US Census Bureau
APCD2006-PTO-974059 | Active | 2009-07-31 | [34W] Registered Engine (Rule 12) | 7510 HAZARD LLC |  | 7676 HAZARD CENTER DR SAN DIEGO, CA | 92108 | M | EMERGENCY ENGINE GENERATOR: 530 HORSEPOWER CUMMINS DIESEL ENGINE MODEL NTTA-855-GS2, SERIAL NUMBER 30316187. (980262 11/03) 974059 GDS 10/9917CCR93115S JE03/06 | 1 | 0 | 0 | 0 | 1 | Diesel |  | 530 | 395.221 | [5 empty] | 0 | 0 | 32.7715 | -117.157 | 1 | rooftop | 7676 | Hazard Center Dr |  |  | San Diego | CA | San Diego County | 92108 | US | San Diego Geographic Information Source - JPA
APCD2006-PTO-974207 | Active | 2009-07-31 | [34W] Registered Engine (Rule 12) | SD CO OF E MESA DET FAC (PR0343) | Fernando Delacruz | 446 ALTA RD SAN DIEGO, CA | 92154 | S | EMERGENCY ENGINE GENERATOR, 1106 HP, CAT DIESEL ENGINE, MODEL 3508, S/N23Z07418, TURBOCHARGED AND AFTERCOOLED. [APP 974207 EFH 12/99 17CCR93115 SJE11/05] | 1 | 0 | 0 | 0 | 1 | Diesel |  | 1106 | 824.7442 | 2022-02-02 | 687.10 | 2022-02-02 | 706.00 | 18.9 | 15587.6654 | 14.1597 | 32.5911 | -116.9234 | 1 | rooftop | 446 | Alta Rd |  |  | San Diego | CA | San Diego County | 92154 | US | San Diego Geographic Information Source - JPA
APCD2006-PTO-974294 | Active | 2009-07-31 | [34W] Registered Engine (Rule 12) | USN Amphibious Base 2 Pub Wks Ctr | Commanding Officer | Silver Strand Bl San Diego, CA | 92155 | O | Emergency Engine Generator, 211 HP John Deere Diesel Engine, Model 6081TF001, S/N RG6081T093292. Model Year 1999. EPA ENGINE FAMILY NUMBER XJDXL08.1009. Application# 974294 EFH 03/00984011-SJE-2/06 ATCM Conditions BEC Change. Located at Bldg. 153 | 1 | 0 | 0 | 0 | 1 | Diesel |  | 211 | 157.3427 | 2022-04-21 | 289.60 | 2022-04-21 | 295.50 | 5.9 | 928.3219 | 0.84328 | 32.5853 | -117.1198 | 0.9 | street_center |  | Silver Strand Blvd |  |  | Imperial Beach | CA | San Diego County | 91932 | US | TIGER/LineÂ® dataset from the US Census Bureau
APCD2006-PTO-974326 | Active | 2009-07-31 | [34W] Registered Engine (Rule 12) | Childrens Hospital & Health Center | Director of Engineering | 3020 Childrens Wy San Diego, CA | 92123 | J | DETROIT DIESEL MODEL 2000DS-4, 2190 BHP, 5272000533. [974326 AFS07 DEC1999 17CCR93115 SJE 01/06] | 1 | 0 | 0 | 0 | 1 | Diesel |  | 2190 | 1633.083 | [5 empty] | 0 | 0 | 32.7985 | -117.1522 | 1 | rooftop | 3020 | Childrens Way |  |  | San Diego | CA | San Diego County | 92123 | US | San Diego Geographic Information Source - JPA
APCD2006-PTO-974368 | Active | 2009-07-31 | [34W] Registered Engine (Rule 12) | CASA DE LAS CAMPANAS | OWNER /MANAGER | 18655 BERNARDO DR W SAN DIEGO, CA | 92127 | F | Emergency generator: 499 bhp caterpillar diesel engine, model 3406 B, S/N: 2WB04675 EAD 974368 2/17/00 17CCR93 115 SJE 03/06 | 1 | 0 | 0 | 0 | 1 | Diesel |  | 499 | 372.1043 | 2021-10-13 | 436.10 | 2021-10-13 | 457.70 | 21.6 | 8037.4529 | 7.3012 | 33.044 | -117.0535 | 0.9 | rooftop | 18655 | Bernardo Trails Dr |  |  | San Diego | CA | San Diego County | 92128 | US | San Diego Geographic Information Source - JPA
APCD2006-PTO-974391 | Active | 2009-07-31 | [34W] Registered Engine (Rule 12) | Singular Genomics Systems, Inc. | Josh Phelps | 3010 Science Park Rd San Diego, CA | 92121 | G | CATERPILLAR DIESEL ENGINE, MODEL 3406C, 449 BHP, S/N 4ZR06268, TURBOCHARGED & AFTERCOOLED. 974391AFS10FEB2000 (983385 7/05)17CCR93115SJE04/06 | 1 | 0 | 0 | 0 | 1 | Diesel |  | 449 | 334.8193 | 2021-09-15 | 246.00 | 2021-09-15 | 248.00 | 2 | 669.6386 | 0.60829 | 32.9035 | -117.2415 | 1 | rooftop | 3010 | Science Park Rd |  |  | San Diego | CA | San Diego County | 92121 | US | San Diego Geographic Information Source - JPA
APCD2006-PTO-974406 | Active | 2009-07-31 | [34W] Registered Engine (Rule 12) | SD Co of Gen Svcs PR0087 | Armando Tellez | 325 S Melrose Dr Vista, CA | 92081 | B | CATERPILLAR DIESEL ENGINE MODEL 3512, 1818 BHP, TURBOCHARGED & AFTERCOOLED, S/N 24Z08345. 974406AFS30DEC1999 17CCR93115 SJE01/06 | 1 | 0 | 0 | 0 | 1 | Diesel |  | 1818 | 1355.6826 | 2022-04-26 | 302.00 | 2022-04-26 | 306.00 | 4 | 5422.7304 | 4.926 | 33.1894 | -117.2558 | 1 | rooftop | 325 | S Melrose Dr S |  |  | Vista | CA | San Diego County | 92081 | US | San Diego Geographic Information Source - JPA
APCD2006-PTO-974547 | Active | 2009-07-31 | [34W] Registered Engine (Rule 12) | California State Dept of Veteran Affairs | Construction Manager | 700 E Naples Ct Chula Vista, CA | 91911 | R | EMERGENCY ENGINE GENERATOR, 896 HP CAT DIESEL ENGINE MODEL 3412 DITA, S/N 81Z23663APPL# 974547 EFH 03/0017CCR93115SJE01/06 | 1 | 0 | 0 | 0 | 1 | Diesel |  | 896 | 668.1472 | 2022-04-12 | 361.00 | 2022-04-12 | 364.00 | 3 | 2004.4416 | 1.8208 | 32.621 | -117.0241 | 1 | rooftop | 700 | E Naples Ct E |  |  | Chula Vista | CA | San Diego County | 91911 | US | San Diego Geographic Information Source - JPA
APCD2006-PTO-974610 | Active | 2009-07-31 | [34W] Registered Engine (Rule 12) | MCCAIN VALLEY CONSERVATION CAMP |  | 2550 MC CAIN VALLEY RD BOULEVARD, CA | 91905 | R | CUMMINS DIESEL ENGINE, MODEL 6CTA-8.3, S/N 44328722, 277 BHP, POWERING A GENERATOR (KOHLER, MODEL 150, S/N 240850). 974610 AFS15FEB2000 17CCR93115 SJE10/05 | 1 | 0 | 0 | 0 | 1 | Diesel |  | 277 | 206.5589 | 2021-12-15 | 0.00 | 2021-12-15 | 0.00 | 0 | 0 | 0 | 32.6872 | -116.268 | 1 | rooftop | 2550 | McCain Valley Rd |  |  | Boulevard | CA | San Diego County | 91905 | US | San Diego Geographic Information Source - JPA
APCD2006-PTO-974875 | Active | 2009-07-31 | [34W] Registered Engine (Rule 12) | Pacific Bell | Paul Weiss | 146 S Broadway Escondido, CA | 92025 | D | EMERGENCY ENGINE GENERATOR, CAT DIESEL ENGINE, MODEL 3508B, S/N: 4GM00499, 1502 BHP, APPL# 974875 EFH 04/00 17CCR93115 SJE 12/05 | 1 | 0 | 0 | 0 | 1 | Diesel |  | 1502 | 1120.0414 | 2021-12-31 | 368.70 | 2022-02-01 | 384.00 | 15.3 | 17136.6334 | 15.5668 | 33.1213 | -117.0811 | 1 | range_interpolation | 146 | S Broadway |  |  | Escondido | CA | San Diego County | 92025 | US | TIGER/LineÂ® dataset from the US Census Bureau
APCD2006-PTO-975021 | Active | 2009-07-31 | [34W] Registered Engine (Rule 12) | Summit Pointe Office, LLC | Mitch Goodman | 10641 Scripps Summit Court San Diego, CA | 92131 | F | EMERGENCY ENGINE NO. 1: DETROIT DIESEL, MODEL NO. 6063TK35, DIESEL FIRED, 550 BHP, S/N 851929, DRIVING AN ELECTRIC GENERATOR. (975021 ALC 06/00)(983494 8/05)17CCR93115 SJE05/06 (INSP.REQ. ALC 07/06) | 1 | 0 | 0 | 0 | 1 | Diesel |  | 550 | 410.135 | 2021-07-01 | 311.80 | 2022-07-07 | 316.50 | 4.7 | 1927.6345 | 1.751 | 32.9408 | -117.095 | 1 | rooftop | 10641 | Scripps Summit Ct |  |  | San Diego | CA | San Diego County | 92131 | US | Sandoval
APCD2006-PTO-975022 | Active | 2009-07-31 | [34W] Registered Engine (Rule 12) | Summit Pointe Office, LLC | Mitch Goodman | 10641 Scripps Summit Court San Diego, CA | 92131 | F | EMERGENCY ENGINE NO. 2: DETROIT DIESEL, MODEL NO. 6063TK35, DIESEL FIRED, 550 BHP, S/N 573045, DRIVING AN ELECTRIC GENERATOR. (975022 ALC 06/00)(983494 8/05) 17CCR93115 SJE 05/06 (ATCM DATA: MANUFACTURER IS DETROIT DIESEL)(INSP.REQ. ALC 07/06) | 1 | 0 | 0 | 0 | 1 | Diesel |  | 550 | 410.135 | 2021-07-01 | 270.20 | 2022-07-07 | 271.00 | 0.8 | 328.108 | 0.29805 | 32.9408 | -117.095 | 1 | rooftop | 10641 | Scripps Summit Ct |  |  | San Diego | CA | San Diego County | 92131 | US | Sandoval
APCD2006-PTO-975058 | Active | 2009-07-31 | [34W] Registered Engine (Rule 12) | AT&T Mobility SD MSC 34153 | Richard Armstrong | 5690 Balboa Arms Dr San Diego, CA | 92117 | M | EMERGENCY GENERATOR: 2100 HP DIESEL CATERPILLAR ENGINE MODEL 3512 B, SERIAL NUMBER 6WN00170, DRIVES A 1400 KW GENERATOR. 975058 EAD 9/1/01 17 CCR 93 115 SJE 12/05 | 1 | 0 | 0 | 0 | 1 | Diesel | 400 | 2100 | 400 | 2021-12-03 | 237.10 | 2021-12-03 | 248.80 | 11.7 | 4680 | 4.2513 | 32.8227 | -117.1764 | 1 | rooftop | 5690 | Balboa Arms Dr |  |  | San Diego | CA | San Diego County | 92117 | US | San Diego Geographic Information Source - JPA
APCD2006-PTO-975225 | Active | 2009-07-31 | [34W] Registered Engine (Rule 12) | CA ST University San Marcos | Director EH&OS | 333 S Twin Oaks Valley Rd San Marcos, CA | 92078 | E | EMERGENCY ENGINE GENERATOR, 49 HP KOHLER DIESEL ENGINE, MODEL 20ROZJ, S/N: CD4039D407533. APPL# 975225 EFH 07/00 17 CCR 93 115 SJE 12/05 | 1 | 0 | 0 | 0 | 1 | Diesel |  | 49 | 36.5393 | [5 empty] | 0 | 0 | 33.1267 | -117.1551 | 1 | rooftop | 333 | S Twin Oaks Valley Rd S |  |  | San Marcos | CA | San Diego County | 92078 | US | San Diego Geographic Information Source - JPA
APCD2006-PTO-975421 | Active | 2009-07-31 | [34W] Registered Engine (Rule 12) | HOME DEPOT THE |  | 950 DENNERY RD SAN DIEGO, CA | 92154 | S | CUMMINS DIESEL ENGINE MODEL 6BTA 5.9 F1, 182 HP, 138 KW, S/N 46014031, TURBOCHARGED & AFTERCOOLED. (975421 AFS 29AUG2000 17CCR93115 SJE April 2006) | 1 | 0 | 0 | 0 | 1 | Diesel | 138 | 182 | 138 | 2022-03-03 | 336.00 | 2022-03-03 | 342.30 | 6.3 | 869.4 | 0.78976 | 32.5765 | -117.0374 | 1 | rooftop | 950 | Dennery Rd |  |  | San Diego | CA | San Diego County | 92154 | US | San Diego Geographic Information Source - JPA
APCD2006-PTO-975498 | Active | 2009-07-31 | [34W] Registered Engine (Rule 12) | UCSD | Valerie Fanning | 9500 Gilman Dr Dept 0089 San Diego, CA | 92093 | I | CUMMINS DIESEL ENGINE MODEL 4B3.9-G2, 68 HP, S/N 45994733. LOCATION:GILMAN PARKING STRUCTURE. 975498AFS19SEP2000 17CCR93115 SJE12/05 | 1 | 0 | 0 | 0 | 1 | Diesel |  | 68 | 50.7076 | 2021-06-23 | 121.70 | 2022-07-21 | 131.20 | 9.5 | 481.7222 | 0.43759 | 32.8758 | -117.2396 | 0.9 | rooftop | 9500 | Gilman Dr | Dept | 89 | LA Jolla | CA | San Diego County | 92093 | US | San Diego Geographic Information Source - JPA
APCD2006-PTO-975499 | Active | 2009-07-31 | [34W] Registered Engine (Rule 12) | UCSD | Valerie Fanning | 9500 Gilman Dr Dept 0089 San Diego, CA | 92093 | I | CUMMINS DIESEL ENGINE MODEL 4BT3.9-G4, 102 HP, S/N 45993765, TURBOCHARGED.LOCATION: N.CAMPUS PARKING STRUCTURE. 975499AFS19SEP2000 17CCR93115 SJE12/05 | 1 | 0 | 0 | 0 | 1 | Diesel |  | 102 | 76.0614 | 2021-06-23 | 133.60 | 2022-07-25 | 143.00 | 9.4 | 714.9772 | 0.64948 | 32.8758 | -117.2396 | 0.9 | rooftop | 9500 | Gilman Dr | Dept | 89 | LA Jolla | CA | San Diego County | 92093 | US | San Diego Geographic Information Source - JPA
APCD2006-PTO-975622 | Active | 2009-07-31 | [34W] Registered Engine (Rule 12) | USN Hospital 2 PWC | Brian Lengel | Navy Hospital San Diego, CA | 92134 | N | EMERGENCY ENGINE: MITSUBISHI, 278 BHP, DIESEL FIRED, TURBOCHARGED, AFTERCOOLED, S/N A5399, DRIVING A GENERAC MODEL 20A02565-S ELECTRIC GENERATOR, S/N 2057739. (975622 ALC 10/00)(983833 11/05) 17CCR93115 SJE01/06 | 1 | 0 | 0 | 0 | 1 | Diesel |  | 278 | 207.3046 | [5 empty] | 0 | 0 | 32.7241 | -117.1709 | 1 | place |  |  |  |  | San Diego | CA | San Diego County | 92101 | US | TIGER/LineÂ® dataset from the US Census Bureau
APCD2006-PTO-975627 | Active | 2009-07-31 | [34C] Emergency Standby Engine | Pacific Bell | Facility Manager | 1125 9th Av San Diego, CA | 92101 | N | EMERGENCY DIESEL ENGINE: CATERPILLAR MODEL 3516B, 2876 HP, TURBOCHARGED, AFTERCOOLED, LEAN BURN, CARB CERTIFIED FAMILY NO. YCPXL69OERK, S/N 7RN01402. 17 CCR 93115 SJE 12/05 | 1 | 0 | 0 | 0 | 1 | Diesel |  | 2876 | 2144.6332 | 2021-07-26 | 358.00 | 2021-07-26 | 368.00 | 10 | 21446.332 | 19.4817 | 32.7173 | -117.1563 | 1 | rooftop | 1125 | 9th Ave |  |  | San Diego | CA | San Diego County | 92101 | US | San Diego Geographic Information Source - JPA
APCD2006-PTO-975628 | Active | 2009-07-31 | [34H] California Certified Emergency Standby Engine |  | Samantha Lui | Naval Base San Diego (wet) Bldg 3581 San Diego, CA | 92136 | S | Emergency engine: John Deere, Model 4045HF285F, S/N PE4045N033399; Model Year 2021; Engine Family MJDXL06.8120; Tier 3 certified; 175 bhp rated; driving an emergency fire pump. | 0 | 0 | 0 | 0 | 0 | Unknown |  | 175 | 130.4975 | [5 empty] | 0 | 0 | 32.7241 | -117.1709 | 0.5 | place |  |  |  |  | San Diego | CA | San Diego County | 92101 | US | TIGER/LineÂ® dataset from the US Census Bureau
APCD2006-PTO-975681 | Active | 2009-07-31 | [34W] Registered Engine (Rule 12) | Commander Navy Region SW | John Jay | Naval Air Station North Island Coronado, CA | 92135 | O | EMERGENCY ENGINE GENERATOR, 102 HP, MANUFACTURE YEAR 1989, CUMMINS DIESEL ENGINE, MODEL 4BT-39-G2, S/N 44379191. APPL# 975681 EFH 04/01 17CCR93115 SJE01/06 Functional Group: Public Utilities and Transportation | 1 | 0 | 0 | 0 | 1 | Diesel |  | 102 | 76.0614 | 2021-06-24 | 485.40 | 2022-06-24 | 493.20 | 7.8 | 593.2789 | 0.53893 | 32.6992 | -117.2096 | 1 | place |  |  |  |  | Coronado | CA | San Diego County | 92118 | US | TIGER/LineÂ® dataset from the US Census Bureau
APCD2006-PTO-975745 | Active | 2009-07-31 | [34W] Registered Engine (Rule 12) | Naval Information Warfare Center Pacific |  | 53560 Hull Street San Diego, CA | 92152 | I | EMERGENCY GENERATOR: 250 BHP JOHN DEERE ENGINE, MODEL 6081 AF001, FIRED ON DIESEL FUEL, S/N RG6081A120099, DRIVING A GENERATOR. FUNCTIONAL GROUP - RESEARCH, DEVELOPMENT, TEST, AND EVALUATION (RDT&E). 975745 EAD 9/2/01 17CCR93115 SJE02/06 | 1 | 0 | 0 | 0 | 1 | Diesel |  | 250 | 186.425 | 2022-07-07 | 221.10 | 2022-07-07 | 223.60 | 2.5 | 466.0625 | 0.42337 | 32.724 | -117.2479 | 0.7 | street_center |  | Hill St |  |  | San Diego | CA | San Diego County | 92107 | US | TIGER/LineÂ® dataset from the US Census Bureau
APCD2006-PTO-975746 | Active | 2009-07-31 | [34W] Registered Engine (Rule 12) | Level 3 Communications, LLC | Bob Gurdikian | 7888 Ostrow St San Diego, CA | 92111 | M | ONAN DIESEL GENERATOR SET MODEL KTA19-G2, CUMMINS ENGINE, S/N 37194945, 600 HP,TURBOCHARGED AND AFTERCOOLED. 975746 AFS27 NOV2000 17CCR93115 SJE04/06 | 1 | 0 | 0 | 0 | 1 | Diesel |  | 600 | 447.42 | 2021-08-05 | 392.00 | 2021-08-05 | 395.30 | 3.3 | 1476.486 | 1.3412 | 32.8142 | -117.1551 | 1 | rooftop | 7888 | Ostrow St |  |  | San Diego | CA | San Diego County | 92111 | US | San Diego Geographic Information Source - JPA
APCD2006-PTO-975752 | Active | 2009-07-31 | [34W] Registered Engine (Rule 12) | The Scripps Research Institute |  | 3528 General Atomics Court San Diego, CA | 92121 | G | EMERGENCY GENERATOR: 910 BHP DETROIT DIESEL ENGINE, MODEL 12V2000G70, S/N 5352001088, DRIVING A GENERATOR. 975752 EAD 9/2/01 17CCR93115 SJE02/06 | 1 | 0 | 0 | 0 | 1 | Diesel |  | 910 | 678.587 | 2022-01-26 | 293.80 | 2022-01-26 | 295.20 | 1.4 | 950.0218 | 0.86299 | 32.8946 | -117.2376 | 1 | rooftop | 3528 | General Atomics Ct |  |  | San Diego | CA | San Diego County | 92121 | US | Sandoval
APCD2006-PTO-975760 | Active | 2009-07-31 | [34W] Registered Engine (Rule 12) | San Ysidro Health | James Tuggle | 957 Forest Gate Rd Campo, CA | 91906 | R | EMERGENCY ENGINE: DETROIT DIESEL, SERIES NO. 40E8.7LTA, DIESEL FIRED, 325 BHP, S/N WN328N1189554, DRIVING AN ELECTRIC GENERATOR. (975760 ALC 12/00) 17CCR93115 SJE 12/05 | 1 | 0 | 0 | 0 | 1 | Diesel |  | 325 | 242.3525 | 2022-05-10 | 500.30 | 2022-05-10 | 500.50 | 0.2 | 48.4705 | 0.04403 | 32.6042 | -116.467 | 1 | rooftop | 957 | Forest Gate Rd |  |  | Campo | CA | San Diego County | 91906 | US | San Diego Geographic Information Source - JPA
APCD2006-PTO-975863 | Active | 2009-07-31 | [34C] Emergency Standby Engine | Belmont Village Sabre Springs | Jack George | 13075 S Evening Creek Dr San Diego, CA | 92128 | F | EMERGENCY ENGINE: DETROIT DIESEL, MODEL 6063TK35, 415 BHP, DIESEL FIRED, TURBOCHARGED, S/N 06B0601541, DRIVING A 310-KW ELECTRIC GENERATOR. (975863 ALC 06/02) 17 CCR 93115 SJE 01/06 | 1 | 0 | 0 | 0 | 1 | Diesel | 310 | 415 | 310 | 2022-04-12 | 261.10 | 2022-04-12 | 265.80 | 4.7 | 1457 | 1.3235 | 32.9555 | -117.0977 | 1 | rooftop | 13075 | Evening Creek Dr S |  |  | San Diego | CA | San Diego County | 92128 | US | San Diego Geographic Information Source - JPA
APCD2006-PTO-975934 | Active | 2009-07-31 | [34H] California Certified Emergency Standby Engine | Manchester Grand Hyatt SD | Facility Manager | 1 Market Pl San Diego, CA | 92101 | N | EMERGENCY ENGINE: DETROIT DIESEL, MODEL R163-7K36. DIESEL FIRED,TURBOCHARGED, INTERCOOLED, 1495 BHP, S/N 5362-2133, EPA CERTIFICATION NO.DDX-NR9-04-01.(975934 ALC 07/02)(981092 ALC 08/04) 17CCR93115 SJE01/06 | 1 | 0 | 0 | 0 | 1 | Diesel |  | 1495 | 1114.8215 | 2021-11-23 | 172.80 | 2022-08-11 | 185.90 | 13.1 | 14604.1617 | 13.2663 | 32.7106 | -117.1683 | 1 | range_interpolation | 1 | Market Pl |  |  | San Diego | CA | San Diego County | 92101 | US | TIGER/LineÂ® dataset from the US Census Bureau
APCD2006-PTO-975976 | Active | 2009-07-31 | [34C] Emergency Standby Engine | La Jolla Orthopaedic Surgery Center | Jeremy Peoples | 4120 La Jolla Village Dr La Jolla, CA | 92037 | I | EMERGENCY GENERATOR: 100 BHP JOHN DEERE MODEL 4045 TF-F150 DIESEL ENGINE WITH TURBOCHARGING AND AFTER COOLING, S/N TO4045T865906, DRIVING A 61 KW BACKUP EMERGENCY GENERATOR, S/N 60REOZJ975976 EAD 01-31-01 17CCR93115SJE01/06 | 1 | 0 | 0 | 0 | 1 | Diesel | 61 | 100 | 61 | 2022-05-09 | 415.10 | 2022-05-09 | 417.90 | 2.8 | 170.8 | 0.15515 | 32.8724 | -117.2177 | 1 | rooftop | 4120 | LA Jolla Village Dr |  |  | LA Jolla | CA | San Diego County | 92037 | US | San Diego Geographic Information Source - JPA
APCD2006-PTO-976642 | Active | 2009-07-31 | [34C] Emergency Standby Engine | Enterprise Services LLC | Richard R Bouldt | 3970 Sherman St San Diego, CA | 92110 | I | EMERGENCY STANDBY GENERATOR: 1495 BHP DETROIT DIESEL ENGINE, MODEL 16V2000 S/N 5362001751, WITH AFTERCOOLER AND TURBOCHARGER, DRIVING A 1000 KW GENERATOR. AREA SERVICED: UPS NO. 3 OF BUILDING 3970 976642 EAD 12/22/0417CCR93115SJE12/05 | 1 | 0 | 0 | 0 | 1 | Diesel | 1000 | 495 | 1000 | 2021-08-11 | 227.30 | 2021-08-11 | 228.40 | 1.1 | 1100 | 0.99923 | 32.756 | -117.2073 | 1 | range_interpolation | 3970 | Sherman St |  |  | San Diego | CA | San Diego County | 92110 | US | TIGER/LineÂ® dataset from the US Census Bureau
APCD2006-PTO-976651 | Active | 2009-07-31 | [34H] California Certified Emergency Standby Engine | CRP Holdings B, LP | Cynthia McCulloch | 5855 Copley Dr San Diego, CA | 92111 | M | EMERGENCY STANDBY ENGINE: CATERPILLAR DIESEL ENGINE, MODEL 3512 DITA, S/N 1GZ00442, 2219 BHP, EPA TIER 1 CERTIFIED OF ENGINE FAMILY NUMBER 1CPXL58.6ERK, EQUIPPED WITH TURBO-CHARGER, AFTER-COOLER, DRIVING A 1500 KW GENERATOR. THE ENGINE-GENERATOR SET IS EQUIPPED WITH THE ADVANCED DIESEL ENGINE MANAGEMENT (ADEM) SYSTEM, ECM SERIAL NUMBER 02200152CD. (976651-CCN-11/01) 17CCR93115 SJE12/05 | 1 | 0 | 0 | 0 | 1 | Diesel | 500 | 2219 | 500 | 2022-03-29 | 146.00 | 2022-03-29 | 181.00 | 35 | 17500 | 15.8969 | 32.8424 | -117.1716 | 1 | rooftop | 5855 | Copley Dr |  |  | San Diego | CA | San Diego County | 92111 | US | San Diego Geographic Information Source - JPA
APCD2006-PTO-976858 | Active | 2009-07-31 | [34H] California Certified Emergency Standby Engine | SDG&E CO | Facility Manager | 4848 Santa Fe St San Diego, CA | 92109 | I | Emergency Diesel Engine Generator: John Deere, Model 6090HFG86A, 463 BHP, S/N RG6090L142312, Engine Family LJDXL09.0114, Tier 3 certified; driving a 300-kW emergency electrical generator. | 1 | 0 | 0 | 0 | 1 | Diesel | 300 | 463 | 300 | 2021-08-25 | 2.73 | 2022-04-06 | 5.74 | 3.01 | 903 | 0.82028 | 32.811 | -117.2181 | 1 | rooftop | 4848 | Santa Fe St |  |  | San Diego | CA | San Diego County | 92109 | US | San Diego Geographic Information Source - JPA
APCD2006-PTO-976870 | Active | 2009-07-31 | [34W] Registered Engine (Rule 12) | Rancho Santa Fe Fire Protection District | Donald Butz | 16936 El Fuego Rancho Santa Fe, CA | 92067 | E | EMERGENCY ENGINE: DETROIT DIESEL, MODEL 6V-92TA, DIESEL FIRED, 423 BHP, S/N 06VF221195, DRIVING A 260-KW KOHLER ELECTRIC GENERATOR, MODEL 250ROZD, S/N 607983. (976870 ALC 08/01) 17CCR93115 SJE11/05 | 1 | 0 | 0 | 0 | 1 | Diesel | 260 | 423 | 260 | 2022-01-01 | 452.30 | 2022-01-01 | 456.60 | 4.3 | 1118 | 1.0156 | 33.0199 | -117.2073 | 1 | rooftop | 16936 | El Fuego |  |  | Rancho Santa Fe | CA | San Diego County | 92067 | US | San Diego Geographic Information Source - JPA
APCD2006-PTO-976883 | Active | 2009-07-31 | [34C] Emergency Standby Engine | UCSD | General Manager | 9500 Gilman Dr Dept 0089 San Diego, CA | 92093 | I | EMERGENCY STANDBY ENGINE: CATERPILLAR DIESEL ENGINE, MODEL 3512B, S/N 1GZ00826, RATED AT 2172 BHP, EPA CERTIFIED OF ENGINE FAMILY NUMBER 1CPXL58.6ERK, TURBOCHARGED, AFTERCOOLED, DRIVING A 1250 KW GENERATOR. (976883-CCN-5/03) 17CCR93115SJE12/05 | 1 | 0 | 0 | 0 | 1 | Diesel | 250 | 2172 | 250 | 2021-06-23 | 154.00 | 2022-07-21 | 163.00 | 9 | 2250 | 2.0439 | 32.8758 | -117.2396 | 0.9 | rooftop | 9500 | Gilman Dr | Dept | 89 | LA Jolla | CA | San Diego County | 92093 | US | San Diego Geographic Information Source - JPA
APCD2006-PTO-976902 | Active | 2009-07-31 | [34C] Emergency Standby Engine | ARE 9363/9373/9393 Towne Centre LLC | Corrine Aylor | 9393 Towne Centre Dr San Diego, CA | 92121 | G | EMERGENCY STANDBY ENGINE: JOHN DEERE DIESEL ENGINE, MODEL 6081AF001, S/N RG6081A138718, RATED AT 347 BHP, EPA CERTIFIED OF ENGINE FAMILY NUMBER YJDXL08.1008, TURBOCHARGED, AFTERCOOLED, DRIVING A 205 KW GENERATOR. (976902-CCN-5/03) 17CCR93115 SJE11/05 | 1 | 0 | 0 | 0 | 1 | Diesel | 205 | 347 | 205 | 2022-06-02 | 173.50 | 2022-06-02 | 174.60 | 1.1 | 225.5 | 0.20484 | 32.8784 | -117.2069 | 1 | rooftop | 9393 | Towne Centre Dr |  |  | San Diego | CA | San Diego County | 92121 | US | San Diego Geographic Information Source - JPA
APCD2006-PTO-976907 | Active | 2009-07-31 | [34W] Registered Engine (Rule 12) | Solar Turbines Inc | Aleks Meyer | 4200 Ruffin Rd San Diego, CA | 92123 | J | EMERGENCY STANDBY ENGINE: CATERPILLAR MODEL 3306, S/N 8JJ00351, 362 HP, DIESEL FIRED, DRIVING AN ELECTRICAL GENERATOR. TURBOCHARGED AND AFTERCOOLED. 976907-AFS-20AUG2001 17CCR93115SJE01/06 | 1 | 0 | 0 | 0 | 1 | Diesel |  | 362 | 269.9434 | 2021-07-21 | 9339.00 | 2022-08-03 | 9351.00 | 12 | 3239.3208 | 2.9426 | 32.8163 | -117.1291 | 1 | rooftop | 4200 | Ruffin Rd |  |  | San Diego | CA | San Diego County | 92123 | US | San Diego Geographic Information Source - JPA
APCD2006-PTO-976910 | Active | 2009-07-31 | [34H] California Certified Emergency Standby Engine | Pfizer La Jolla Laboratories | Owner Manager | 10777 Science Center Dr San Diego, CA | 92121 | G | EMERGENCY STANDBY ENGINE: Mfr: CATERPILLAR DIESEL ENGINE, Model: 3512B, S/N 1GZ00502, 2172 BHP, EPA TIER 1 CERTIFIED OF ENGINE FAMILY NUMBER 1CPXL58.6ERK, EQUIPPED WITH TURBOCHARGER, AFTERCOOLER, DRIVING A 1250 KW GENERATOR (product ID: CAT0000TCMC001146). (10724 SCIENCE CENTER DR./CAMPUS BUILDING 3). | 1 | 0 | 0 | 0 | 1 | Diesel | 250 | 2172 | 250 | 2021-05-20 | 405.00 | 2022-07-06 | 438.00 | 33 | 8250 | 7.4942 | 32.8985 | -117.2281 | 1 | rooftop | 10777 | Science Center Dr |  |  | San Diego | CA | San Diego County | 92121 | US | San Diego Geographic Information Source - JPA
APCD2006-PTO-977014 | Active | 2009-07-31 | [34C] Emergency Standby Engine | La Costa Glen Carlsbad | Facility Manager | 1941 Silver Leaf Cr Carlsbad, CA | 92009 | E | EMERGENCY STANDBY ENGINE: CATERPILLAR DIESEL ENGINE, MODEL 3508B, S/N 1FZ00971, RATED AT 1480 BHP, EPA CERTIFIED OF ENGINE FAMILY NUMBER 1CPXL34.5ERK, TURBOCHARGED, AFTERCOOLED, DRIVING A 1000 KW GENERATOR. (977014-CCN-5/03) 17CCR93115 SJE01/06 | 1 | 0 | 0 | 0 | 1 | Diesel | 1000 | 1480 | 1000 | [5 empty] | 0 | 0 | 33.0759 | -117.2682 | 0.79 | nearest_rooftop_match | 1950 | Silverleaf Cir |  |  | Carlsbad | CA | San Diego County | 92009 | US | San Diego Geographic Information Source - JPA
APCD2006-PTO-977030 | Active | 2009-07-31 | [34C] Emergency Standby Engine | Target Store T1410 | General Manager | 1288 Camino Del Rio N San Diego, CA | 92108 | M | EMERGENCY STANDBY ENGINE: FORD ENGINE, FUELED WITH NATURAL GAS, MODEL WSG-1068, S/N 01-06-006466, 97 BHP, EQUIPPED WITH THREE-WAY CATALYTIC CONVERTER AND OXYGEN SENSOR, DRIVING A 60 KW GENERATOR. (977030-CCN-7/02) | 0 | 0 | 1 | 0 | 1 | Natural Gas | 60 | 97 | 60 | 2021-05-14 | 228.30 | 2021-05-14 | 230.80 | 2.5 | 150 | 0.10894 | 32.7681 | -117.1497 | 1 | rooftop | 1288 | Camino Del Rio N |  |  | San Diego | CA | San Diego County | 92108 | US | San Diego Geographic Information Source - JPA
APCD2006-PTO-977091 | Active | 2009-07-31 | [34H] California Certified Emergency Standby Engine | Integrated Microwave Corp | General Manager | 11353 Sorrento Valley Rd San Diego, CA | 92121 | G | EMERGENCY STANDBY ENGINE: DAEWOO DIESEL ENGINE, MODEL P222LE, S/N EAYOA000092, 846 BHP, EPA TIER 1 CERTIFIED OF ENGINE FAMILY NUMBER YDWXL21.9AYA, EQUIPPED WITH TURBOCHARGER, AFTERCOOLER, DRIVING A 600 KW GENERATOR. (977091-CCN-12/01) 17 CCR 93115 SJE 01/06 | 1 | 0 | 0 | 0 | 1 | Diesel | 600 | 846 | 600 | 2021-12-23 | 458.30 | 2021-12-23 | 471.10 | 12.8 | 7680 | 6.9765 | 32.9096 | -117.2286 | 1 | rooftop | 11353 | Sorrento Valley Rd |  |  | San Diego | CA | San Diego County | 92121 | US | San Diego Geographic Information Source - JPA
APCD2006-PTO-977107 | Active | 2009-07-31 | [34H] California Certified Emergency Standby Engine | Sharp Chula Vista Medical Center | Facility Manager | 751 Medical Center Ct Chula Vista, CA | 91911 | R | EMERGENCY STANDBY ENGINE: CUMMINS MODEL N14-G2, 535 HP, S/N 12038530, TURBOCHARGED AND AFTERCOOLED, CARB FAMILY # CEX-NR7-00-16; EPA ENGINE FAMILY YCEXL0855AAA; MODEL YEAR 2001. 977107AFS01NOV200117CCR93115SJE01/06 | 0 | 0 | 0 | 0 | 0 | Unknown |  | 535 | 398.9495 | 2021-11-03 | 421.60 | 2021-11-03 | 437.60 | 16 | 6383.192 | 0 | 32.6189 | -117.0235 | 1 | rooftop | 751 | Medical Center Ct |  |  | Chula Vista | CA | San Diego County | 91911 | US | Sandoval
APCD2006-PTO-977213 | Active | 2009-07-31 | [34H] California Certified Emergency Standby Engine | Jacobs and Cushman San Diego Food Bank | Stephen Darbeau | 9850 Distribution Ave San Diego, CA | 92121 | G | INTERNAL COMBUSTION ENGINE. MAKE: CATERPILLAR. MODEL: 3456. SERIAL NO.: 3PG00254. B.D.BHP RATING: 610 HP. DIESEL FUELED. EQUIPPED WITH A TURBOCHARGER AND AN AFTERCOOLER. DRIVES AN ELECTRICAL EMERGENCY GENERATOR RATED AT 400 KW. (983201 6/05)17CCR93115SJE01/06 | 1 | 0 | 0 | 0 | 1 | Diesel | 400 | 610 | 400 | 2021-12-09 | 164.00 | 2021-12-09 | 167.00 | 3 | 1200 | 1.0901 | 32.887 | -117.1642 | 1 | rooftop | 9850 | Distribution Ave |  |  | San Diego | CA | San Diego County | 92121 | US | San Diego Geographic Information Source - JPA
APCD2006-PTO-977257 | Active | 2009-07-31 | [34C] Emergency Standby Engine | SD City Of | Brent Bowman | 17599 Illuminado San Diego, CA | 92127 | F | EMERGENCY STANDBY DIESEL ENGINE: CUMMINS ONAN MODEL M11-G2 MAX BHP RATING 380BHP, EQUIPPED WITH TURBOCHARGER AND AFTERCOOLED DRIVING A 250 KW GENERATOR 17CCR93115 SJE10/05 (ATCM ENG DATA:S/N 35002728) | 1 | 0 | 0 | 0 | 1 | Diesel | 250 | 380 | 250 | 2021-05-20 | 201.60 | 2022-05-18 | 220.90 | 19.3 | 4825 | 4.383 | 32.9989 | -117.163 | 0.7 | street_center |  | Iluminado |  |  | San Diego | CA | San Diego County | 92127 | US | TIGER/LineÂ® dataset from the US Census Bureau
APCD2006-PTO-977307 | Active | 2009-07-31 | [34H] California Certified Emergency Standby Engine | Pacific Bell | Facility Manager | 2225 Mission Av Oceanside, CA | 92058 | A | INTERNAL COMBUSTION ENGINE. MAKE: CATERPILLAR. MODEL: 3512. SERIAL NO: 1GZ00528, EQUIPPED WITH TURBOCHARGER AND AFTERCOOLER. BHP RATING: 2172 HP. DIESEL FUELED. DRIVES A 1500 KW ELECTRICAL EMERGENCY GENERATOR. JFT JAN1203 NEW 17 CCR 93115 SJE 12/05 (ATCM DATA: S/N 1GZ00528) | 1 | 0 | 0 | 0 | 1 | Diesel | 500 | 2172 | 500 | [5 empty] | 0 | 0 | 33.2082 | -117.3597 | 1 | range_interpolation | 2225 | Mission Ave |  |  | Oceanside | CA | San Diego County | 92057 | US | TIGER/LineÂ® dataset from the US Census Bureau
APCD2006-PTO-977319 | Active | 2009-07-31 | [34C] Emergency Standby Engine | Sunrise Assisted Living | General Manager | 810 Turquoise St San Diego, CA | 92109 | I | INTERNAL COMBUSTION ENGINE GEN SET MAKE: GENERAC. Model 4.0 L. ENGINE SUPPLIER: HINO. EQUIPPED WITH TURBOCHARGER AND AFTERCOOLER. GENERATOR RATED AT 75 KW. EQUIPPED WITH PARTICULATE MATTER FILTER, BRAND: NETT. MODELS C2013. GENSET SERIAL NO.: 85677. JFT NEW SEP0903 17CCR93115 SJE 01/06 (ATCM: S/N 42601001, 112.5 BHP) | 0 | 0 | 0 | 0 | 0 | Unknown | 75 | 1125 | 75 | 2022-07-25 | 263.90 | 2022-07-25 | 267.30 | 3.4 | 255 | 0 | 32.809 | -117.2591 | 1 | rooftop | 810 | Turquoise St |  |  | San Diego | CA | San Diego County | 92109 | US | San Diego Geographic Information Source - JPA
APCD2006-PTO-977344 | Active | 2009-07-31 | [34C] Emergency Standby Engine | CA ST University San Marcos | Director EH&OS | 333 S Twin Oaks Valley Rd San Marcos, CA | 92078 | E | EMERGENCY STANDBY ENGINE. MAKE: DETROIT DIESEL. MODEL 16V2000 G70 R163-7K35B HP RATING: 1200 HP. EPA CERTIFIED ENGINE FAMILY NUMBER YDDXL31.8XRE, TURBOCHARGED AND AFTERCOOLED. DRIVES AN 800 KW GENERATOR LOCATED AT BLDG. 37 OF CAL STATE UNIVERSITY AT SAN MARCOS. 17 CCR 93 115 SJE 12/05 | 1 | 0 | 0 | 0 | 1 | Diesel | 800 | 1200 | 800 | [5 empty] | 0 | 0 | 33.1267 | -117.1551 | 1 | rooftop | 333 | S Twin Oaks Valley Rd S |  |  | San Marcos | CA | San Diego County | 92078 | US | San Diego Geographic Information Source - JPA
APCD2006-PTO-977345 | Active | 2009-07-31 | [34C] Emergency Standby Engine | CA ST University San Marcos | Director EH&OS | 333 S Twin Oaks Valley Rd San Marcos, CA | 92078 | E | EMERGENCY STANDBY ENGINE. MAKE: JOHN DEERE, MODEL 6081TF001. SERIAL NO.: R66081TO97253. BHP RATING: 211 BHP. EPA CERTIFIED ENGINE FAMILY NUMBER: YJDXL08.1009, TURBOCHARGED. DRIVES AN 135 KW GENERATOR LOCATED AT BLDG. 26/27 AT CALIFORNIA STATE UNIVERSITY AT SAN MARCOS. 17CCR93115SJE 12/05 | 0 | 0 | 0 | 0 | 0 | Unknown | 135 | 53 | 135 | [5 empty] | 0 | 0 | 33.1267 | -117.1551 | 1 | rooftop | 333 | S Twin Oaks Valley Rd S |  |  | San Marcos | CA | San Diego County | 92078 | US | San Diego Geographic Information Source - JPA
APCD2006-PTO-977348 | Active | 2009-07-31 | [34H] California Certified Emergency Standby Engine | UCSD | General Manager | 9500 Gilman Dr Dept 0089 San Diego, CA | 92093 | I | EMERGENCY STANDBY GENERATOR: ONE (1) 2534 BHP CATERPILLAR MODEL 3516B DIESEL FIRED ENGINE WITH TURBOCHARGING AND AFTERCOOLING Serial #1HZ01749, CARB CERTIFICATION# U-R-1-136; EPA CERTIFICATION # 1CPX-L78.1ERK, DRIVING A 1600 KW GENERATOR. 977348 EAD 2/13/06 | 1 | 0 | 0 | 0 | 1 | Diesel | 600 | 534 | 600 | 2021-06-24 | 320.00 | 2022-02-04 | 346.00 | 26 | 15600 | 14.1709 | 32.8758 | -117.2396 | 0.9 | rooftop | 9500 | Gilman Dr | Dept | 89 | LA Jolla | CA | San Diego County | 92093 | US | San Diego Geographic Information Source - JPA
APCD2006-PTO-977380 | Active | 2009-07-31 | [34C] Emergency Standby Engine | UCSD | General Manager | 9500 Gilman Dr Dept 0089 San Diego, CA | 92093 | I | INTERNAL COMBUSTION ENGINE. MAKE: CATERPILLAR. MODEL: 3412C. SERIAL NO.:BPG00358. DIESEL FUELED. BHP RATING: 823 HP. DRIVES AN ELECTRICAL EMERGENCY GENERATOR RATED AT 550 KW.EQUIPMENT LOCATED AT UCSD POWELL-FOCHT BIOENGINEERING BUILDING.JFTNEWSEP1703 17CCR93115 SJE03/06 | 1 | 0 | 0 | 0 | 1 | Diesel | 550 | 823 | 550 | 2021-06-23 | 151.00 | 2022-07-22 | 160.00 | 9 | 4950 | 4.4965 | 32.8758 | -117.2396 | 0.9 | rooftop | 9500 | Gilman Dr | Dept | 89 | LA Jolla | CA | San Diego County | 92093 | US | San Diego Geographic Information Source - JPA
APCD2006-PTO-977386 | Active | 2009-07-31 | [34C] Emergency Standby Engine | La Vida Real LLC | Director | 11588 Via Rancho San Diego El Cajon, CA | 92019 | L | INTERNAL COMBUSTION ENGINE: -MAKE: DAEWOO -MODEL: P222LE -SERIAL NO: WA-532642-1102 BHP: 738 HP. DIESEL FUELED. EQUIPPED WITH TURBOCHARGER AND AFTERCOOLER. DRIVES AN ELECTRICAL EMERGENCY GENERATOR RATED AT 500 KW. JFTNEWJUN2003 17CCR93115 SJE05/06 | 1 | 0 | 0 | 0 | 1 | Diesel | 500 | 738 | 500 | 2021-12-08 | 126.10 | 2021-12-08 | 135.00 | 8.9 | 4450 | 4.0423 | 32.7482 | -116.9304 | 1 | rooftop | 11588 | Via Rancho San Diego |  |  | El Cajon | CA | San Diego County | 92019 | US | San Diego Geographic Information Source - JPA
APCD2006-PTO-977583 | Active | 2009-07-31 | [34C] Emergency Standby Engine | Rancho Santa Fe Fire Station #2 | Chris Galindo | 16930 Four Gee Rd Rancho Santa Fe, CA | 92127 | F | INTERNAL COMBUSTION ENGINE: -MAKE: DETROIT DIESEL. MODEL: 6063-MK35. SERIAL NO: 06R0693234. EQUIPPED WITH TURBOCHARGER AND AFTERCOOLER. BHP: 415 HP. DIESEL FUELED. DRIVES AN ELECTRICAL EMERGENCY GENERATOR RATED AT 250 KW. JFTFEB1203NEW 17CCR93115 SJE11/05 (ATCM:S/N 06R0693234) | 1 | 0 | 0 | 0 | 1 | Diesel | 250 | 415 | 250 | 2021-12-31 | 428.00 | 2022-04-18 | 445.70 | 17.7 | 4425 | 4.0196 | 33.0228 | -117.1204 | 0.69 | nearest_rooftop_match | 16919 | 4 Gee Rd |  |  | San Diego | CA | San Diego County | 92127 | US | San Diego Geographic Information Source - JPA
APCD2006-PTO-977593 | Active | 2009-07-31 | [34W] Registered Engine (Rule 12) | US General Services Administration | Facility Manager | 2500 Paseo Internacional Rd San Diego, CA | 92154 | S | INTERNAL COMBUSTION ENGINE AND GENERATOR SET: MAKE KOHLER, MODEL 125ROZ71 SERIAL NO. 4017289. HP RATING: 220. DIESEL FUELED. ENGINE DRIVES AN EMERGENCY GENERATOR RATED AT 125 KW. 17CCR93115 SJE 12/05 | 1 | 0 | 0 | 0 | 1 | Diesel | 125 | 220 | 125 | 2022-05-05 | 762.80 | 2022-05-05 | 776.10 | 13.3 | 1662.5 | 1.5102 | 32.5519 | -116.9392 | 1 | range_interpolation | 2500 | Pso Internacional |  |  | San Diego | CA | San Diego County | 92154 | US | TIGER/LineÂ® dataset from the US Census Bureau
APCD2006-PTO-977631 | Active | 2009-07-31 | [34C] Emergency Standby Engine | Sony Computer Entertainment America | General Manager | 10030 Barnes Canyon Rd San Diego, CA | 92121 | G | Internal Combustion Engine. Make: John Deere. Model: 6081AF001. Serial No: RG6081A146687. Diesel Fueled. Equipped with Turbocharger and Aftercooler. Drives an Electrical Emergency Generator Rated At 160 KW. JFT NEW OCT 30 03 17 CCR 93115 SJE 11/05 | 1 | 0 | 0 | 0 | 1 | Diesel | 160 | Unknown | 160 | 2021-11-09 | 257.80 | 2021-11-09 | 269.40 | 11.6 | 1856 | 1.686 | 32.9002 | -117.2007 | 1 | rooftop | 10030 | Barnes Canyon Rd |  |  | San Diego | CA | San Diego County | 92121 | US | San Diego Geographic Information Source - JPA
APCD2006-PTO-977664 | Active | 2009-07-31 | [34C] Emergency Standby Engine | City of Chula Vista | Steve Dorsey | 1800 Maxwell Road Chula Vista, CA | 91911 | R | EMERGENCY STANDBY ENGINE. DIESEL FUELED. MAKE: DETROIT DIESEL, MODEL: R1637K36, SERIAL NO.: 969571. BHP RATING: 1495 HP. EPA ENGINE FAMILY 1DDXL31.8XRE. EQUIPPED WITH A TURBO-CHARGER AND AFTER-COOLER AND DRIVING A 1000 KW GENERATOR (Model 16V2000 G81. SERIAL NO.: 5362001548). 17CCR93115 SJE03/06 | 1 | 0 | 0 | 0 | 1 | Diesel | 1000 | 71 | 1000 | [5 empty] | 0 | 0 | 32.5967 | -117.0195 | 1 | rooftop | 1800 | Maxwell Rd |  |  | Chula Vista | CA | San Diego County | 91911 | US | San Diego Geographic Information Source - JPA
APCD2006-PTO-977680 | Active | 2009-07-31 | [34C] Emergency Standby Engine | Bachem Americas Inc. |  | 1271 Avenida Chelsea Vista, CA | 92081 | B | INTERNAL COMBUSTION ENGINE. MAKE: CUMMINS. MODEL: QSX15-G9. SERIAL NO.: 14021431. BHP RATING: 755 HP. DIESEL FUELED. EPA FAMILY NAME: 1CEXL015.ABA. DRIVES A 500 KW GENERATOR. 17CCR93115 SJE05/06 (ATCM DATA: S/N 14021431) | 1 | 0 | 0 | 0 | 1 | Diesel | 500 | 31 | 500 | 2021-06-08 | 227.00 | 2022-06-07 | 247.00 | 20 | 10000 | 9.0839 | 33.1438 | -117.2338 | 1 | rooftop | 1271 | Avenida Chelsea |  |  | Vista | CA | San Diego County | 92081 | US | San Diego Geographic Information Source - JPA
APCD2006-PTO-977729 | Active | 2009-07-31 | [34H] California Certified Emergency Standby Engine | Space & Naval Warfare Systems Headquarters Attn: PMW205 | Frank Williamson | 3418 Surface Navy Blvd San Diego, Ca | 92136 | S | EMERGENCY STANDBY ENGINE: 1186 BHP CATERPILLAR MODEL 3412 TA DIESEL ENGINE WITH AFTER COOLING AND TURBO CHARGING, DRIVING A 800 KW GENERATOR. EPA CERTIFICATION NO CPX-NR9-02-03 (EPA FAMILY NO. 2CPXL27.ORMS); CARB CERTIFICATION NO. U-R-001-0189; S/N BLG00409 EAD 7/24/03 983118 EAD 01/09/06 17CCR93115 SJE10/05 | 1 | 0 | 0 | 0 | 1 | Diesel | 800 | 186 | 800 | 2022-01-08 | 233.00 | 2022-01-08 | 237.00 | 4 | 3200 | 2.9069 | 32.7241 | -117.1709 | 0.5 | place |  |  |  |  | San Diego | CA | San Diego County | 92101 | US | TIGER/LineÂ® dataset from the US Census Bureau
APCD2006-PTO-977836 | Active | 2009-07-31 | [34C] Emergency Standby Engine | Foundation Medicine, Inc. | Serena Hill | 11010 Torreyana Road San Diego, CA | 92121 | G | INTERNAL COMBUSTION ENGINE. MAKE: DETROIT DIESEL. MODEL: (S60) 6063-HK35 S/N:1635299. 550 BHP, DIESEL FUELED, DRIVES AN EMERGENCY ELECTRIC GENERATOR RATED AT 350 KW. 17CCR93115SJE11/05 AND AGAIN 09/06 REVISED FROM 20 TO 30 HRS/YR M&T TIME | 1 | 0 | 0 | 0 | 1 | Diesel | 350 | 550 | 350 | 2021-12-17 | 462.20 | 2021-12-17 | 474.40 | 12.2 | 4270 | 3.8788 | 32.9056 | -117.239 | 1 | rooftop | 11010 | Torreyana Rd |  |  | San Diego | CA | San Diego County | 92121 | US | San Diego Geographic Information Source - JPA
APCD2006-PTO-978000 | Active | 2009-07-31 | [34C] Emergency Standby Engine | Albertsons #733 | Jill Washburn | 3450 Marron Rd Oceanside, CA | 92056 | C | EMERGENCY STANDBY ENGINE: ONE (1) 75 BHP FORD MODEL 4.3L, S/N 4.3L-15824, NATURAL GAS-FIRED ENGINE, CONTROLLED BY A JOHNSON MATTHEY BANDITO MODEL CX2-3 NON SELECTIVE CATALYTIC REDUCTION (NSCR) / 3-WAY CATALYST SYSTEM (LPG GAS OPTIONAL), DRIVING A 45 KW KOHLER MODEL 45RZG45 GENERATOR. S/N 709241978000 EAD 2/13/06 | 0 | 0 | 1 | 0 | 1 | Natural Gas | 45 | 75 | 45 | 2021-10-07 | 288.50 | 2021-10-07 | 304.30 | 15.8 | 711 | 0.51637 | 33.1793 | -117.2964 | 1 | rooftop | 3450 | Marron Rd |  |  | Oceanside | CA | San Diego County | 92056 | US | San Diego Geographic Information Source - JPA
APCD2006-PTO-978002 | Active | 2009-07-31 | [34C] Emergency Standby Engine | Level 3 Communications, LLC | Bob Gurdikian | 615 N Escondido Blvd Escondido, CA | 92025 | D | INTERNAL COMBUSTION ENGINE: MAKE: CUMMINS, MODEL: 6CTAA8.3-G1, SERIAL NO.46167502, EQUIPPED WITH A TURBOCHARGER AND AFTERCOOLER. BHP RATING: 317 HP.DIESEL FUELED. DRIVES AN ELECTRICAL EMERGENCY GENERATOR RATED AT 200 KW. | 1 | 0 | 0 | 0 | 1 | Diesel | 200 | 317 | 200 | 2021-12-31 | 299.60 | 2022-01-25 | 309.60 | 10 | 2000 | 1.8168 | 33.1264 | -117.0887 | 1 | rooftop | 615 | N Escondido Blvd N |  |  | Escondido | CA | San Diego County | 92025 | US | San Diego Geographic Information Source - JPA
APCD2006-PTO-978008 | Active | 2009-07-31 | [34H] California Certified Emergency Standby Engine | Pacific Bell Fallbrook | Facility Manager | 717 S. Stage Coach Ln Fallbrook, CA | 92028 | A | EMERGENCY ENGINE: CATERPILLAR, MODEL 3412C DITA, S/N BLG00437, 1186 BHP, DIESEL FIRED, TURBOCHARGED, AFTERCOOLED, DRIVING AN 800-KW ELECTRIC GENERATOR. (978008 ALC 03/03) 17CCR93115 SJE 12/05 | 1 | 0 | 0 | 0 | 1 | Diesel | 800 | 1186 | 800 | [5 empty] | 0 | 0 | 33.3706 | -117.2285 | 1 | rooftop | 717 | S Stage Coach Ln |  |  | Fallbrook | CA | San Diego County | 92028 | US | San Diego Geographic Information Source - JPA
APCD2006-PTO-978036 | Active | 2009-07-31 | [34H] California Certified Emergency Standby Engine | Hotel Republic San Diego | Jamie Lutz | 421 W B St San Diego, CA | 92101 | N | INTERNAL COMBUSTION ENGINE. MAKE: CUMMINS. MODEL: M-1162. SERIAL NO 35052084. EQUIPPED WITH TURBO CHARGER AND AFTER COOLER. BHP RATING: 380 HP. DIESEL FUELED. DRIVES AN EMERGENCY ELECTRICAL GENERATOR RATED AT 250 KW. 17CCR93115 SJE04/06 (ATCM DATA: S/N A020326223)(984747 9/06) | 1 | 0 | 0 | 0 | 1 | Diesel | 250 | 380 | 250 | 2022-07-21 | 225.70 | 2022-07-21 | 226.30 | 0.6 | 150 | 0.13626 | 32.7176 | -117.1669 | 1 | rooftop | 421 | W B St |  |  | San Diego | CA | San Diego County | 92101 | US | San Diego Geographic Information Source - JPA
APCD2006-PTO-978057 | Active | 2009-07-31 | [34H] California Certified Emergency Standby Engine | Discovery @ Cortez Hill HOA | Facility Manager | 850 Beech St San Diego, CA | 92101 | N | EMERGENCY STANDBY ENGINE: 755 CUMMINS MODEL QSX15-G9 DIESEL ENGINE WITH TURBOCHARGING, AFTERCOOLING, AND 4 DEGREES TIMING RETARD, S/N 14025520, DRIVING A 450 KW GENERATOR, GENERATOR SET MODEL 450DFEJ.978057, S/N K0103O6845 EAD 7/24/03 (980232 10/03) 17CCR93115 SJE12/05 | 1 | 0 | 0 | 0 | 1 | Diesel | 450 | Unknown | 450 | 2021-12-28 | 164.00 | 2022-05-09 | 182.00 | 18 | 8100 | 7.358 | 32.7214 | -117.157 | 1 | rooftop | 850 | Beech St |  |  | San Diego | CA | San Diego County | 92101 | US | San Diego Geographic Information Source - JPA
APCD2006-PTO-978145 | Active | 2009-07-31 | [34H] California Certified Emergency Standby Engine | SD Co of DPW Wastewater Mgmt | Chief of Operations | 11971 Singer Ln Spring Valley, CA | 91978 | Q | Emergency Diesel Engine Generator: Caterpillar, Model C18, 923 BHP, S/N FST01751, Model Year 2017, Engine Family HCPXL18.1NYS, Tier 2 certified; driving a 688 kW emergency electrical generator | 1 | 0 | 0 | 0 | 1 | Diesel | 688 | 923 | 688 | 2021-12-20 | 37.90 | 2021-12-20 | 39.30 | 1.4 | 963.2 | 0.87496 | 32.7342 | -116.9422 | 1 | range_interpolation | 11971 | Singer Ln |  |  | Spring Valley | CA | San Diego County | 91978 | US | TIGER/LineÂ® dataset from the US Census Bureau
APCD2006-PTO-978185 | Active | 2009-07-31 | [34H] California Certified Emergency Standby Engine | Gilead Sciences Inc | Sr Mgr Facilities & Operations | 4049 Avenida de la Plata Oceanside, CA | 92056 | C | EMERGENCY GENERATOR: 2220 BHP CUMMINS DIESEL ENGINE, MODEL KTA50-G9, SERIAL NO. 25270433, EQUIPPED WITH TURBOCHARING, LOW TEMPERATURE AFTERCOOLING AND VARIABLE TIMING , DRIVING A 1500 KW GENERATOR 978185 EAD 02/3/03 (984112 2/06)17CCR93115SJE01/06 | 1 | 0 | 0 | 0 | 1 | Diesel | 500 | 220 | 500 | 2021-06-08 | 170.37 | 2021-12-20 | 181.00 | 10.63 | 5315 | 4.8281 | 33.2088 | -117.2955 | 0.9 | nearest_rooftop_match | 4048 | Avenida De La Plata |  |  | Oceanside | CA | San Diego County | 92056 | US | San Diego Geographic Information Source - JPA
APCD2006-PTO-978210 | Active | 2009-07-31 | [34C] Emergency Standby Engine | USN Hospital 2 PWC | Brian Lengel | Navy Hospital San Diego, CA | 92134 | N | INTERNAL COMBUSTION ENGINE. MAKE: CATERPILLAR. MODEL: 3516B. SERIAL NO.:1HZ00912. BHP RATING: 2,847 HP. DIESEL FUELED. EQUIPPED WITH TURBO CHARGER AND AFTER COOLER. EPA CERTIFIED ENGINE FAMILY: 4CPXL78.1ERK. DRIVES AN ELECTRICAL EMERGENCY GENERATOR RATED AT 2,000 KW. JFTNEWAPR0704 (983302 ALC 09/06) | 1 | 0 | 0 | 0 | 1 | Diesel | 2000 | 2847 | 2000 | [5 empty] | 0 | 0 | 32.7241 | -117.1709 | 1 | place |  |  |  |  | San Diego | CA | San Diego County | 92101 | US | TIGER/LineÂ® dataset from the US Census Bureau
APCD2006-PTO-978211 | Active | 2009-07-31 | [34C] Emergency Standby Engine | USN Hospital 2 PWC | Brian Lengel | Navy Hospital San Diego, CA | 92134 | N | INTERNAL COMBUSTION ENGINE. MAKE: CATERPILLAR. MODEL: 3516B. SERIAL NO.: 1HZ00976. BHP RATING: 2,847 HP. DIESEL FUELED. EQUIPPED WITH TURBO CHARGER AND AFTER COOLER. EPA CERTIFIED ENGINE FAMILY: 4CPXL78.1ERK. DRIVES AN ELECTRICAL EMERGENCY GENERATOR RATED AT 2,000 KW. JFTNEWAPR0704 (983302 ALC 09/06) | 1 | 0 | 0 | 0 | 1 | Diesel | 2000 | 76 | 2000 | [5 empty] | 0 | 0 | 32.7241 | -117.1709 | 1 | place |  |  |  |  | San Diego | CA | San Diego County | 92101 | US | TIGER/LineÂ® dataset from the US Census Bureau
APCD2006-PTO-978234 | Active | 2009-07-31 | [34W] Registered Engine (Rule 12) | City of Escondido - LS#10 | Facility Manager | 2356 1/2 Willowbrook Street,(entrance off Del Dios Highway) Escondido, CA | 92029 | D | EMERGENCY STANDBY ENGINE: FORD, MODEL: CSG-6491-6005-F, S/N 13827 R-19-TC, 60 HP, PROPANE FIRED, EXISTING ENGINE SINCE DECEMBER 29, 1999. | 0 | 0 | 0 | 1 | 1 | Propane |  | 60 | 44.742 | 2021-07-14 | 655.40 | 2021-07-14 | 661.60 | 6.2 | 277.4004 | 0.22855 | 33.092 | -117.1152 | 0.9 | nearest_rooftop_match | 2350 | Willowbrook St |  |  | Escondido | CA | San Diego County | 92029 | US | San Diego Geographic Information Source - JPA
APCD2006-PTO-978279 | Active | 2009-07-31 | [34C] Emergency Standby Engine | City of Escondido - LS#14 | Facility Manager | 397 Oak Valley Lane Escondido, CA | 92027 | D | EMERGENCY STANDBY ENGINE: GENERAL MOTORS ENGINE, PROPANE GAS FUELED, MODEL INDUSTRIAL POWERTRAIN VORTEC 4.3 LITER, S/N 4.3L-15000, RATED AT 75 BHP, EQUIPPED WITH JOHNSON MATTHEY BANDITO CATALYTIC CONVERTER MODEL CX-4-4, DRIVING A 45 KW (Mfr: Kohler, Model: 45RZG, S/N: 0732729) GENERATOR. (978279-AFS-9/03) | 0 | 0 | 0 | 1 | 1 | Propane | 45 | 75 | 45 | 2021-07-16 | 315.70 | 2021-07-16 | 322.40 | 6.7 | 301.5 | 0.24841 | 33.1428 | -117.0206 | 1 | range_interpolation | 397 | Oak Valley Ln |  |  | Escondido | CA | San Diego County | 92027 | US | TIGER/LineÂ® dataset from the US Census Bureau
APCD2006-PTO-978298 | Active | 2009-07-31 | [34W] Registered Engine (Rule 12) | USN Nav Sta 1 SCE | Commanding Officer | Naval Station San Diego, CA | 92136 | S | EMERGENCY STANDBY DIESEL ENGINE/FIRE PUMP: PERKINS MODEL 1004-4, S/N: U669944, 60 HP AT 1760 RPM, FIRST OPERATED IN SAN DIEGO COUNTY IN 1995, MAINTENANCE RECORDS AVAILABLE FROM JAN2000. 978298 AFS06 AUG2002 17CCR93115 SJE01/06 | 1 | 0 | 0 | 0 | 1 | Diesel |  | 60 | 44.742 | 2022-01-07 | 97.10 | 2022-01-07 | 99.10 | 2 | 89.484 | 0.081287 | 32.8122 | -116.9328 | 0.86 | street_center |  | Navello St |  |  | El Cajon | CA | San Diego County | 92021 | US | TIGER/LineÂ® dataset from the US Census Bureau
APCD2006-PTO-978500 | Active | 2009-07-31 | [34C] Emergency Standby Engine | CA St Of Highway Patrol | Div Captain | 1722 Main St E El Cajon, CA | 92021 | L | EMERGENCY ENGINE: GENERAC, MODEL 1397300100, S/N A9046, 55 BHP, PROPANE FIRED, DRIVING A 35-KW ELECTRIC GENERATOR, S/N: 2061340. (978500 ALC 02/03) | 0 | 0 | 0 | 1 | 1 | Propane | 35 | 55 | 35 | [5 empty] | 0 | 0 | 32.8129 | -116.9183 | 0.9 | range_interpolation | 1722 | E Main St |  |  | El Cajon | CA | San Diego County | 92021 | US | TIGER/LineÂ® dataset from the US Census Bureau
APCD2006-PTO-978503 | Active | 2009-07-31 | [34H] California Certified Emergency Standby Engine | Qualcom Inc | EHS Department | 10185 McKellar Ct San Diego, CA | 92121 | G | EMERGENCY STANDBY ENGINE: 1218 BHP CATERPILLAR MODEL 3412 DIESEL FIRED ENGINE, S/N BLG00458, EPA# CPX-NR9-01-26; CARB # U-R-1-159, DRIVING A 750 KW GENERATOR. 978503 3/15/06 EAD | 1 | 0 | 0 | 0 | 1 | Diesel | 750 | 218 | 750 | 2021-06-01 | 189.90 | 2022-05-04 | 211.70 | 21.8 | 16350 | 14.8522 | 32.7241 | -117.1709 | 0.5 | place |  |  |  |  | San Diego | CA | San Diego County | 92101 | US | TIGER/LineÂ® dataset from the US Census Bureau
APCD2006-PTO-978537 | Active | 2009-07-31 | [34H] California Certified Emergency Standby Engine | Manchester Financial Fifth Ave. | Rick Dreher | 2550 5th Av San Diego, CA | 92103 | M | INTERNAL COMBUSTION ENGINE. MAKE: JOHN DEERE. MODEL: 6081AF001. SERIAL NO.: RG6081A160476. YEAR OF MANUFACTURE: 2003. BHP RATING: 347 HP. DIESEL FUELED DRIVES AN ELECTRICAL EMERGENCY GENERATOR RATED AT 230 KW. JFTNEWAPR0704 17CCR93115 SJE05/06 | 1 | 0 | 0 | 0 | 1 | Diesel | 230 | 347 | 230 | 2021-05-07 | 323.10 | 2021-05-07 | 329.30 | 6.2 | 1426 | 1.2954 | 32.732 | -117.1607 | 1 | rooftop | 2550 | 5th Ave |  |  | San Diego | CA | San Diego County | 92103 | US | San Diego Geographic Information Source - JPA
APCD2006-PTO-978620 | Active | 2009-07-31 | [34H] California Certified Emergency Standby Engine | Sharp Rees-Stealy Medical Center | Bryan Smith | 8933 Activity Rd San Diego, CA | 92126 | M | EMERGENCY STANDBY ENGINE: JOHN DEERE DIESEL ENGINE, MODEL 3029TF150, S/N: PE3029T225544, RATED AT 64 BHP, EPA CERTIFIED OF ENGINE FAMILY NUMBER 2JDXL02.9018, TURBOCHARGED, DRIVING A 34KW GENERATOR. (978620-AFS-3/04) 17 CCR 93115 SJE 01/06 | 1 | 0 | 0 | 0 | 1 | Diesel | 34 | 64 | 34 | 2021-09-07 | 148.20 | 2021-09-07 | 151.60 | 3.4 | 115.6 | 0.10501 | 32.8961 | -117.1335 | 1 | rooftop | 8933 | Activity Rd |  |  | San Diego | CA | San Diego County | 92126 | US | San Diego Geographic Information Source - JPA
APCD2006-PTO-978660 | Active | 2009-07-31 | [34H] California Certified Emergency Standby Engine | Qualcom Inc | EHS Department | 10185 McKellar Ct San Diego, CA | 92121 | G | Emergency Engine Generator: John Deere Diesel Engine, Model 6090HFG86, rated at 463 bhp, Model Year 2012, S/N RG6090L113690, EPA Tier 3 Certified Engine, Family Number CJDXL09.114, Turbocharged and Aftercooled, driving a 300 kw Electrical Generator. | 1 | 0 | 0 | 0 | 1 | Diesel | 300 | 463 | 300 | 2021-06-01 | 133.80 | 2022-04-06 | 144.50 | 10.7 | 3210 | 2.9159 | 32.7241 | -117.1709 | 0.5 | place |  |  |  |  | San Diego | CA | San Diego County | 92101 | US | TIGER/LineÂ® dataset from the US Census Bureau
APCD2006-PTO-978705 | Active | 2009-07-31 | [34H] California Certified Emergency Standby Engine | Pfizer La Jolla Laboratories | Owner Manager | 10777 Science Center Drive San Diego, CA | 92121 | G | INTERNAL COMBUSTION ENGINE. MAKE: DETROIT DIESEL. MODEL: T123-7K36. SERIAL NO: 5262001195. BHP RATING: 2,200 HP. DIESEL FUELED. EQUIPPED WITH A TURBOCHARGER AND AFTERCOOLER. DRIVES AN ELECTRICAL EMERGENCY GENERATOR RATED AT 1,500 KW. (10646 SCIENCE CENTER DR.) | 1 | 0 | 0 | 0 | 1 | Diesel | 500 | 95 | 500 | 2021-05-20 | 308.00 | 2022-07-06 | 333.50 | 25.5 | 12750 | 11.582 | 32.8985 | -117.2281 | 1 | rooftop | 10777 | Science Center Dr |  |  | San Diego | CA | San Diego County | 92121 | US | San Diego Geographic Information Source - JPA
APCD2006-PTO-978745 | Active | 2009-07-31 | [34H] California Certified Emergency Standby Engine | University of California San Diego | Valerie Fanning | 9500 Gilman Drive ECUP La Jolla, CA | 92093 | I | Emergency standby engine: Caterpillar, model 3508B DITA, S/N FZ01522, diesel fired rated at 1501 bhp, EPA certified of family number 1CPXL34.5ERK, turbocharged, aftercooled, driving a 1000 kw generator. (978745-ccn-5/03)17ccr93115sje12/05 | 1 | 0 | 0 | 0 | 1 | Diesel | 1000 | 501 | 1000 | 2021-06-22 | 466.00 | 2022-07-21 | 508.00 | 42 | 42000 | 38.1525 | 32.8758 | -117.2396 | 1 | rooftop | 9500 | Gilman Dr |  |  | LA Jolla | CA | San Diego County | 92093 | US | San Diego Geographic Information Source - JPA
APCD2006-PTO-978799 | Active | 2009-07-31 | [34C] Emergency Standby Engine | Grande South At Santa Fe Place HOA | Facility Manager | 1199 Pacific Hwy San Diego, CA | 92101 | N | EMERGENCY STANDBY ENGINE: JOHN DEERE DIESEL ENGINE, MODEL 6081H FOR CLARK FIRE PUMP DRIVER MODEL JW6H-UF40 (JDFP-06WR), S/N RG6081H159090, RATED AT 300 BHP, TURBO CHARGED, AFTER COOLED (978799-CCN-5/04) 17CCR93115 SJE01/06 | 1 | 0 | 0 | 0 | 1 | Diesel |  | 300 | 223.71 | 2021-09-28 | 245.70 | 2022-08-05 | 286.60 | 40.9 | 9149.739 | 8.3116 | 32.7173 | -117.1705 | 1 | rooftop | 1199 | Pacific Hwy |  |  | San Diego | CA | San Diego County | 92101 | US | Sandoval
APCD2006-PTO-978805 | Active | 2009-07-31 | [34H] California Certified Emergency Standby Engine | USN Flt Anti Sub Wrfr Trng Ctr PAC | Commanding Officer | 32444 Echo Lane Bldg 50 San Diego, CA | 92147 | I | Emergency standby engine: Cummins diesel engine, Model QSX15-G9, S/N 79920054, rated at 755 bhp, Model Year 2016, Tier 2 certified of Engine Family Number GCEXL015.AAJ, driving a 500 KW generator | 1 | 0 | 0 | 0 | 1 | Diesel | 500 | 755 | 500 | 2021-09-16 | 84.50 | 2021-09-16 | 103.70 | 19.2 | 9600 | 8.7206 | 32.7239 | -117.2176 | 1 | range_interpolation | 32444 | Echo Ln | Bldg | 50 | San Diego | CA | San Diego County | 92147 | US | TIGER/LineÂ® dataset from the US Census Bureau
APCD2006-PTO-978844 | Active | 2009-07-31 | [34C] Emergency Standby Engine | ARE 9363/9373/9393 Towne Centre LLC | Corrine Aylor | 9393 Towne Centre Dr San Diego, CA | 92121 | G | EMERGENCY STANDBY ENGINE: JOHN DEERE DIESEL ENGINE, MODEL 6068HF150, S/N PE6068H221884, RATED AT 251 BHP, EPA CERTIFIED OF ENGINE FAMILY NUMBER 2JDXL06.8012, TURBOCHARGED, DRIVING A 160 KW GENERATOR. (978844-CCN-2/04) 17CCR93115SJE12/05 | 1 | 0 | 0 | 0 | 1 | Diesel | 160 | 251 | 160 | 2022-06-02 | 126.20 | 2022-06-02 | 127.30 | 1.1 | 176 | 0.15988 | 32.8784 | -117.2069 | 1 | rooftop | 9393 | Towne Centre Dr |  |  | San Diego | CA | San Diego County | 92121 | US | San Diego Geographic Information Source - JPA
APCD2006-PTO-978865 | Active | 2009-07-31 | [34H] California Certified Emergency Standby Engine | Alexandria Real Estate Equities Inc | Don Sahs | ARE-SD Region No 44 LLC,10628 Science Ctr Dr San Diego, CA | 92121 | G | INTERNAL COMBUSTION ENGINE. MAKE: DETROIT DIESEL. MODEL: T123-7K36. SERIAL NO.: 5262001226. YEAR OF MANUFACTURE: 2002. BHP RATING: 1850 HP. DIESEL FUELED. EQUIPPED WITH TURBOCHARGER AND AFTERCOOLER. DRIVES AN ELECTRICAL EMERGENCY GENERATOR RATED AT 1,250 KW. (10628 SCIENCE CENTER DR.) | 1 | 0 | 0 | 0 | 1 | Diesel | 250 | 1850 | 250 | 2021-09-16 | 168.70 | 2021-09-16 | 171.30 | 2.6 | 650 | 0.59046 | 32.7048 | -117.0389 | 0.73 | nearest_rooftop_match | 114 | Taro Ct |  |  | San Diego | CA | San Diego County | 92114 | US | Sandoval
APCD2006-PTO-978937 | Active | 2009-07-31 | [34H] California Certified Emergency Standby Engine | Commander Navy Region SW | Marvin Johnson | Naval Air Station North Island Coronado, CA | 92155 | O | EMERGENCY ENGINE:-JOHN DEERE, MODEL 6081AF001, S/N RG6081A157691 300 BHP, DIESEL FIRED, TURBOCHARGED, AFTERCOOLED, DRIVING A 180-KW ELECTRIC GENERATOR. (FUEL FARM) (978937 ALC 02/04) 984015-SJE-2/06 ATCM CONDITION BEC CHANGE | 1 | 0 | 0 | 0 | 1 | Diesel | 180 | 300 | 180 | 2021-09-01 | 69.30 | 2022-06-02 | 74.80 | 5.5 | 990 | 0.89931 | 32.6992 | -117.2096 | 1 | place |  |  |  |  | Coronado | CA | San Diego County | 92118 | US | TIGER/LineÂ® dataset from the US Census Bureau
APCD2006-PTO-979031 | Active | 2009-07-31 | [34H] California Certified Emergency Standby Engine | Pacific Bell | Facility Manager | 234 Indiana St S Vista, CA | 92084 | B | INTERNAL COMBUSTION ENGINE. MAKE: CATERPILLAR. MODEL: 3412. SERIAL NO: BLG00480. YEAR OF MANUFACTURE: 2003. BHP RATING: 1,186 HP. DIESEL FUELED, EQUIPPED WITH TURBOCHARGER AND AFTERCOOLER. DRIVES AN ELECTRICAL EMERGENCY GENERATOR RATED AT 800KW. JFT NEW FEB2504 17 CCR 93115 SJE 12/05 | 1 | 0 | 0 | 0 | 1 | Diesel | 800 | 1186 | 800 | 2022-04-18 | 320.78 | 2022-04-18 | 324.76 | 3.98 | 3184 | 2.8923 | 33.2034 | -117.2437 | 0.6 | nearest_rooftop_match | 238 | N Indiana Ave |  |  | Vista | CA | San Diego County | 92084 | US | San Diego Geographic Information Source - JPA
APCD2006-PTO-979032 | Active | 2009-07-31 | [34H] California Certified Emergency Standby Engine | Pacific Bell | Facility Manager | 3368 Harding St Carlsbad, CA | 92008 | C | INTERNAL COMBUSTION ENGINE. MAKE: CATERPILLAR MODEL: 3508B. SERIAL NO: 1FZ01405. BHP RATING: 1502 HP. DIESEL FUELED. EQUIPPED WITH A TURBOCHARGER AND AFTERCOOLER. DRIVES AN ELECTRICAL EMERGENCY GENERATOR RATED AT 1000 KW JFT NEW SEP1903 17 CCR 93115 SJE 12/05 | 1 | 0 | 0 | 0 | 1 | Diesel | 1000 | 1502 | 1000 | 2021-10-14 | 308.65 | 2021-10-14 | 325.00 | 16.35 | 16350 | 14.8522 | 33.1586 | -117.341 | 1 | rooftop | 3368 | Harding St |  |  | Carlsbad | CA | San Diego County | 92008 | US | San Diego Geographic Information Source - JPA
APCD2006-PTO-979207 | Active | 2009-07-31 | [34W] Registered Engine (Rule 12) | CORONADO SHORES CONDOMINUM ASSN #6 |  | 1710 AVENIDA DEL MUNDO CORONADO, CA | 92118 | O | EMERGENCY ENGINE: ALLIS CHALMERS, MODEL 17000, DIESEL FIRED, S/N 17-03415, DRIVING A 150-KW ELECTRIC GENERATOR, MODEL 150.0 DYG-15K/13348A, S/N 0175917677. (979207 ALC 04/03)17CCR93115SJE05/06 | 1 | 0 | 0 | 0 | 1 | Diesel | 150 | Unknown | 150 | 2021-06-09 | 365.80 | 2022-07-21 | 379.50 | 13.7 | 2055 | 1.8667 | 32.6785 | -117.1757 | 1 | rooftop | 1710 | Avenida Del Mundo |  |  | Coronado | CA | San Diego County | 92118 | US | San Diego Geographic Information Source - JPA
APCD2006-PTO-979277 | Active | 2009-07-31 | [34H] California Certified Emergency Standby Engine | UCSD | General Manager | 9500 Gilman Dr Dept 0089 San Diego, CA | 92093 | I | EMERGENCY STANDBY ENGINE: PERKINS DIESEL ENGINE, MODEL 1006-6T, S/N U768197H, RATED AT 166 BHP, EPA CERTIFIED OF ENGINE FAMILY NUMBER 1PKXL05.9YH1, TURBOCHARGED, DRIVING A 100 KW GENERATOR. (979277-CCN-12/03)17CCR93115SJE12/05 | 1 | 0 | 0 | 0 | 1 | Diesel | 100 | 166 | 100 | 2021-06-23 | 284.40 | 2022-07-25 | 294.60 | 10.2 | 1020 | 0.92656 | 32.8758 | -117.2396 | 0.9 | rooftop | 9500 | Gilman Dr | Dept | 89 | LA Jolla | CA | San Diego County | 92093 | US | San Diego Geographic Information Source - JPA
APCD2006-PTO-979286 | Active | 2009-07-31 | [34H] California Certified Emergency Standby Engine | Alexandria Real Estate Equities Inc | Don Sahs | ARE-SD Region No 44 LLC,10578 Science Ctr Dr San Diego, CA | 92121 | G | INTERNAL COMBUSTION ENGINE. MAKE: DETROIT DIESEL. MODEL: T163-7K36. SERIAL NO. 5272001734. YEAR OF MANUFACTURE: 2003. BHP RATING: 2,935 HP. DIESEL FUELED. EQUIPPED WITH TURBOCHARGER AND AFTERCOOLER. DRIVES AN ELECTRICAL EMERGENCY GENERATOR RATED AT 2,000 KW. (10578 SCIENCE CENTER DR.) | 1 | 0 | 0 | 0 | 1 | Diesel | 2000 | 2935 | 2000 | 2021-09-16 | 207.70 | 2021-09-16 | 213.70 | 6 | 12000 | 10.9007 | 32.7048 | -117.0389 | 0.73 | nearest_rooftop_match | 114 | Taro Ct |  |  | San Diego | CA | San Diego County | 92114 | US | Sandoval
APCD2006-PTO-979288 | Active | 2009-07-31 | [34H] California Certified Emergency Standby Engine | CA ST University San MArcos | Director EH&OS | 333 S Twin Oaks Valley Rd San Marcos, CA | 92078 | E | EMERGENCY STANDBY ENGINE: DETROIT DIESEL ENGINE, MODEL 6063TK35, S/N: 06R0713101, RATED AT 415 BHP, EPA CERTIFIED OF ENGINE FAMILY NUMBER 2DDXL12.7VGD, TURBOCHARGED, DRIVING A 250 KW GENERATOR. (979288-CCN-5/03) 17 CCR 93 115 SJE 12/05 | 1 | 0 | 0 | 0 | 1 | Diesel | 250 | 415 | 250 | [5 empty] | 0 | 0 | 33.1267 | -117.1551 | 1 | rooftop | 333 | S Twin Oaks Valley Rd S |  |  | San Marcos | CA | San Diego County | 92078 | US | San Diego Geographic Information Source - JPA
APCD2006-PTO-979296 | Active | 2009-07-31 | [34H] California Certified Emergency Standby Engine | City of Chula Vista Fire Station #7 | Ray Salazar | 1640 Santa Venetia St Chula Vista, CA | 91913 | Q | EMERGENCY STANDBY ENGINE: JOHN DIESEL ENGINE, MODEL 4045TF150, S/N PE4045T278031, RATED AT 110 BHP, EPA CERTIFIED OF ENGINE FAMILY NUMBER 2JDXL06.8014, TURBOCHARGED, DRIVING A 68 KW GENERATOR. (979296-CCN-9/03) 17 CCR 93115 SJE 03/06 | 1 | 0 | 0 | 0 | 1 | Diesel | 68 | 110 | 68 | [5 empty] | 0 | 0 | 32.6209 | -116.985 | 1 | rooftop | 1640 | Santa Venetia St |  |  | Chula Vista | CA | San Diego County | 91913 | US | San Diego Geographic Information Source - JPA
APCD2006-PTO-979318 | Active | 2009-07-31 | [34H] California Certified Emergency Standby Engine | Coronado Shores #7 | Facility Manager | 1780 Avenida del Mundo Coronado, CA | 92118 | O | Stationary Emergency Diesel Engine: John Deere; Model 4045HFC28; Serial Number PE4045L219790; 140 bhp; Model Year 2011 EPA Certified, Tier 3, Engine Family Number BJDXL06.8105; Powering a 750 gpm Fire Pump | 1 | 0 | 0 | 0 | 1 | Diesel |  | 140 | 104.398 | 2021-06-15 | 66.10 | 2022-07-15 | 78.70 | 12.6 | 1315.4148 | 1.1949 | 32.6758 | -117.1739 | 1 | rooftop | 1780 | Avenida Del Mundo |  |  | Coronado | CA | San Diego County | 92118 | US | San Diego Geographic Information Source - JPA
APCD2006-PTO-979320 | Active | 2009-07-31 | [34H] California Certified Emergency Standby Engine | Coronado Shores #7 | Facility Manager | 1780 Avenida del Mundo Coronado, CA | 92118 | O | Stationary Emergency Diesel Engine: John Deere; Model 4045HFC28; Serial Number PE4045L219765; 140 bhp; Model Year 2011 EPA Certified, Tier 3, Engine Family Number BJDXL06.8105; Powering a 750 gpm Fire Pump | 1 | 0 | 0 | 0 | 1 | Diesel |  | 140 | 104.398 | 2021-06-15 | 58.00 | 2022-07-14 | 69.40 | 11.4 | 1190.1372 | 1.0811 | 32.6758 | -117.1739 | 1 | rooftop | 1780 | Avenida Del Mundo |  |  | Coronado | CA | San Diego County | 92118 | US | San Diego Geographic Information Source - JPA
APCD2006-PTO-979323 | Active | 2009-07-31 | [34C] Emergency Standby Engine | Genentech | EHS Mgr | One Antibody Wy Oceanside, CA | 92056 | C | EMERGENCY STANDBY ENGINE: CATERPILLAR DIESEL ENGINE, MODEL 3516B, S/N: 6HNO1694, RATED AT 2847 BHP, EPA CERTIFIED OF ENGINE FAMILY NUMBER 1CPXL78.1ERK, TURBOCHARGED, AFTERCOOLED, EQUIPPED WITH CLEAN AIR SYSTEMS PERMIT DIESEL PARTICULATE FILTER, DRIVING A 2000 KW GENERATOR. (979323-CCN-2/04)(983301 6/05)(983307-CCN-10/05) | 1 | 0 | 0 | 0 | 1 | Diesel | 2000 | 2847 | 2000 | 2022-02-04 | 425.00 | 2022-02-04 | 426.00 | 1 | 2000 | 1.8168 | 33.1957 | -117.3779 | 1 | street_center |  | 1st St |  |  | Oceanside | CA | San Diego County | 92054 | US | TIGER/LineÂ® dataset from the US Census Bureau
APCD2006-PTO-979324 | Active | 2009-07-31 | [34C] Emergency Standby Engine | Genentech | EHS Mgr | One Antibody Wy Oceanside, CA | 92056 | C | EMERGENCY STANDBY ENGINE: CATERPILLAR DIESEL ENGINE, MODEL 3516B, S/N: 6HNO1439, RATED AT 2847 BHP, EPA CERTIFIED OF ENGINE FAMILY NUMBER 1CPXL78.1ERK, TURBOCHARGED, AFTERCOOLED, EQUIPPED WITH CLEAN AIR SYSTEMS PERMIT DIESEL PARTICULATE FILTER, DRIVING A 2000 KW GENERATOR. (979324-CCN-2/04)(983301 6/05)(983307-CCN-10/05) | 1 | 0 | 0 | 0 | 1 | Diesel | 2000 | 2847 | 2000 | 2022-02-04 | 320.00 | 2022-02-04 | 321.00 | 1 | 2000 | 1.8168 | 33.1957 | -117.3779 | 1 | street_center |  | 1st St |  |  | Oceanside | CA | San Diego County | 92054 | US | TIGER/LineÂ® dataset from the US Census Bureau
APCD2006-PTO-979325 | Active | 2009-07-31 | [34C] Emergency Standby Engine | Genentech | EHS Mgr | One Antibody Wy Oceanside, CA | 92056 | C | EMERGENCY STANDBY ENGINE: CATERPILLAR DIESEL ENGINE, MODEL 3516B, S/N: 6HNO1447, RATED AT 2847 BHP, EPA CERITIFED OF ENGINE FAMILY NUMBER 1CPXL78.1ERK, TURBOCHARGED, AFTERCOOLED, EQUIPPED WITH CLEAN AIR SYSTEMS PERMIT DIESEL PARTICULATE FILTER, DRIVING A 2000 KW GENERATOR. (979325-CCN-2/04)(983301 6/05)(983307-CCN-10/05) | 1 | 0 | 0 | 0 | 1 | Diesel | 2000 | 2847 | 2000 | 2022-02-04 | 427.00 | 2022-02-04 | 428.00 | 1 | 2000 | 1.8168 | 33.1957 | -117.3779 | 1 | street_center |  | 1st St |  |  | Oceanside | CA | San Diego County | 92054 | US | TIGER/LineÂ® dataset from the US Census Bureau
APCD2006-PTO-979326 | Active | 2009-07-31 | [34C] Emergency Standby Engine | Genentech | EHS Mgr | One Antibody Wy Oceanside, CA | 92056 | C | EMERGENCY STANDBY ENGINE: CATERPILLAR DIESEL ENGINE, MODEL 3516B, S/N: 6HNO1444, RATED AT 2847 BHP, EPA CERTIFIED OF ENGINE FAMILY NUMBER 1CPXL78.1ERK, TURBOCHARGED, AFTERCOOLED, EQUIPPED WITH CLEAN AIR SYSTEMS PERMIT DIESEL PARTICULATE FILTER, DRIVING A 2000 KW GENERATOR. (979326-CCN-2/04)(983301 6/05)(983307-CCN-10/05) | 1 | 0 | 0 | 0 | 1 | Diesel | 2000 | 2847 | 2000 | 2022-02-04 | 339.00 | 2022-02-04 | 340.00 | 1 | 2000 | 1.8168 | 33.1957 | -117.3779 | 1 | street_center |  | 1st St |  |  | Oceanside | CA | San Diego County | 92054 | US | TIGER/LineÂ® dataset from the US Census Bureau
APCD2006-PTO-979327 | Active | 2009-07-31 | [34C] Emergency Standby Engine | Genentech | EHS Mgr | One Antibody Wy Oceanside, CA | 92056 | C | EMERGENCY STANDBY ENGINE: CATERPILLAR DIESEL ENGINE, MODEL 3516B, S/N: 6HNO1686, RATED AT 2847 BHP, EPA CERTIFIED OF ENGINE FAMILY NUMBER 1CPXL78.1ERK, TURBOCHARGED, AFTERCOOLED, EQUIPPED WITH CLEAN AIR SYSTEMS PERMIT DIESEL PARTICULATE FILTER, DRIVING A 2000 KW GENERATOR. (979327-CCN-2/04)(983301 6/05)(983307-CCN-10/05) | 1 | 0 | 0 | 0 | 1 | Diesel | 2000 | 2847 | 2000 | 2022-02-04 | 277.00 | 2022-02-04 | 278.00 | 1 | 2000 | 1.8168 | 33.1957 | -117.3779 | 1 | street_center |  | 1st St |  |  | Oceanside | CA | San Diego County | 92054 | US | TIGER/LineÂ® dataset from the US Census Bureau
APCD2006-PTO-979368 | Active | 2009-07-31 | [34C] Emergency Standby Engine | National City Of Fire Station #31 | Facility Manager | 2333 Euclid Av National City, CA | 91950 | Q | EMERGENCY STANDBY ENGINE: JOHN DEERE DIESEL ENGINE, MODEL 4045TF150, S/N PE4045ST258289, RATED AT 110 BHP, EPA CERTIFIED OF ENGINE FAMILY NUMBER 2JDXL06.8014, TURBOCHARGED, DRIVING A 60 KW GENERATOR. | 1 | 0 | 0 | 0 | 1 | Diesel | 60 | 110 | 60 | [5 empty] | 0 | 0 | 32.6693 | -117.0768 | 1 | rooftop | 2333 | Euclid Ave |  |  | National City | CA | San Diego County | 91950 | US | San Diego Geographic Information Source - JPA
APCD2006-PTO-979422 | Active | 2009-07-31 | [34W] Registered Engine (Rule 12) | City of Chula Vista Fire Dept Sta 2 | Ray Salazar | 80 E J St Chula Vista, CA | 91910 | Q | EMERGENCY ENGINE GENERATOR, 66 HP CUMMINS DIESEL ENGINE, MODEL 4B-3.9, S/N: 44Z60228. APPL# 979422 EFH 4/03 17 CCR 93115 SJE 03/06 | 1 | 0 | 0 | 0 | 1 | Diesel |  | 66 | 49.2162 | 2021-12-31 | 1120.80 | 2022-02-15 | 1144.60 | 23.8 | 1171.3456 | 1.064 | 32.6316 | -117.0589 | 1 | rooftop | 80 | E J St E |  |  | Chula Vista | CA | San Diego County | 91910 | US | San Diego Geographic Information Source - JPA
APCD2006-PTO-979448 | Active | 2009-07-31 | [34H] California Certified Emergency Standby Engine | Nitto Biopharma Inc | Paola Guevara Riveros | 10618 Science Center Dr San Diego, CA | 92121 | G | INTERNAL COMBUSTION ENGINE, SERIAL # 5362002533. MAKE: DETROIT DIESEL, MODEL: R163-7K35. BHP RATING: 1200 HP. DIESEL FUELED. EQUIPPED WITH A TURBOCHARGER AND AN AFTERCOOLER. DRIVES AN ELECTRICAL EMERGENCY GENERATOR RATED AT 750 KW. JFTNEWJUN2404 | 1 | 0 | 0 | 0 | 1 | Diesel | 750 | 35 | 750 | 2021-08-18 | 207.60 | 2021-08-18 | 211.80 | 4.2 | 3150 | 2.8614 | 32.8959 | -117.231 | 1 | range_interpolation | 10618 | Science Center Dr |  |  | San Diego | CA | San Diego County | 92121 | US | TIGER/LineÂ® dataset from the US Census Bureau
APCD2006-PTO-979500 | Active | 2009-07-31 | [34W] Registered Engine (Rule 12) | Quill Holdings LLC | Beau Monaghan | 1125 Joshua Way Vista, CA | 92081 | B | INTERNAL COMBUSTION ENGINE. MAKE: JOHN DEERE. MODEL: 4039DF001. SERIAL NO.: T04039D429770. BHP RATING: 66 HP. DIESEL FUELED. DRIVES AN ELECTRICAL EMERGENCY GENERATOR MAKE DMT, MODEL DMT30JD3.JFTNEWJUL1103 17CCR93115 SJE06/06 | 1 | 0 | 0 | 0 | 1 | Diesel |  | 70 | 52.199 | 2021-06-03 | 137.70 | 2022-05-12 | 143.10 | 5.4 | 281.8746 | 0.25605 | 33.1467 | -117.2298 | 1 | rooftop | 1125 | Joshua Way |  |  | Vista | CA | San Diego County | 92081 | US | San Diego Geographic Information Source - JPA
APCD2006-PTO-979532 | Active | 2009-07-31 | [34C] Emergency Standby Engine | Co of SD Facility Ops PR3002 | Ivan Acevedo | 29212 Valley Center Rd Valley Center, CA | 92082 | B | EMERGENCY STANDBY ENGINE: JOHN DEERE DIESEL ENGINE, MODEL 4045TF150, S/N PE4045T213294, RATED AT 110 BHP, EPA CERTIFIED OF ENGINE FAMILY NUMBER 2JDXL06.8014, TURBOCHARGED, DRIVING A 50 KW GENERATOR.(979532-CCN-7/04) 17CCR93115 SJE10/05 | 1 | 0 | 0 | 0 | 1 | Diesel | 50 | 110 | 50 | 2022-03-29 | 238.90 | 2022-03-29 | 240.40 | 1.5 | 75 | 0.068129 | 33.2314 | -117.0235 | 1 | range_interpolation | 29212 | Valley Center Rd |  |  | Valley Center | CA | San Diego County | 92082 | US | TIGER/LineÂ® dataset from the US Census Bureau
APCD2006-PTO-979550 | Active | 2009-07-31 | [34W] Registered Engine (Rule 12) | Imperial Beach City of PWD | Hank Levien | 814 Cypress Imperial Beach, CA | 91932 | O | INTERNAL COMBUSTION ENGINE. MAKE: WISCONSIN. MODEL: V-465D. SERIAL NO.: 6208402. NATURAL GAS FUELED. BHP: 65.9 HP. DRIVES AN EMERGENCY GENERATOR FOR A SEWER LIFT PUMP STATION. JFT NEW JUL1103 | 0 | 0 | 1 | 0 | 1 | Natural Gas |  | 65.9 | 49.1416 | [5 empty] | 0 | 0 | 33.6238 | -114.5985 | 0.9 | range_interpolation | 814 | Cypress Ln |  |  | Blythe | CA | Riverside County | 92225 | US | TIGER/LineÂ® dataset from the US Census Bureau
APCD2006-PTO-979621 | Active | 2009-07-31 | [34W] Registered Engine (Rule 12) | Coronado Shores Condominium Assn #9 | Owner Manager | 1820 Avenida Del Mundo Coronado, CA | 92118 | O | ONE (1) EMERGENCY ENGINE GENERATOR, 136 HP CUMMINS DIESEL ENGINE, MODEL V378-F2, S/N 20162968. APPL# 979621 EFH 6/03 17CCR93115 SJE06/06 (ENGINE DIRECTLY DRIVES FIRE PUMP, NO GENERATOR) | 1 | 0 | 0 | 0 | 1 | Diesel |  | 136 | 101.4152 | 2021-07-13 | 172.80 | 2021-07-21 | 174.70 | 1.9 | 192.6889 | 0.17504 | 32.6758 | -117.1715 | 1 | rooftop | 1820 | Avenida Del Mundo |  |  | Coronado | CA | San Diego County | 92118 | US | San Diego Geographic Information Source - JPA
APCD2006-PTO-979622 | Active | 2009-07-31 | [34W] Registered Engine (Rule 12) | Coronado Shores Condominium Assn #9 | Owner Manager | 1820 Avenida Del Mundo Coronado, CA | 92118 | O | ONE (1) EMERGENCY ENGINE GENERATOR, 136 HP CUMMINS DIESEL ENGINE, MODEL V378-F2, S/N 20162976. APPL# 979622 EFH 06/03 17CCR93115 SJE06/06 (ENGINE DIRECTLY DRIVES FIRE PUMP, NO GENERATOR) | 1 | 0 | 0 | 0 | 1 | Diesel |  | 136 | 101.4152 | 2021-07-09 | 162.70 | 2022-07-21 | 163.80 | 1.1 | 111.5567 | 0.10134 | 32.6758 | -117.1715 | 1 | rooftop | 1820 | Avenida Del Mundo |  |  | Coronado | CA | San Diego County | 92118 | US | San Diego Geographic Information Source - JPA
APCD2006-PTO-979684 | Active | 2009-07-31 | [34C] Emergency Standby Engine | SD City of Metro Wastewater Dept | Brent Bowman | 8255 Del Sur Ct San Diego, CA | 92127 | F | EMERGENCY STANDBY ENGINE: CUMMINS ENGINE, FUELED WITH NATURAL GAS, MODELGTA28, S/N 25299823, RATED AT 770 BHP, TURBO CHARGED, AFTER COOLED, EQUIPPED WITH EMIT TECHNOLOGY CATALYTIC CONVERTER, MODEL EAS-2150-1000 DC WITH EMIT TECHNOLOGY AIR TO FUEL RATIO CONTROLLER, DRIVING A 500 KW GENERATOR. (979684-CCN-3/06) | 0 | 0 | 1 | 0 | 1 | Natural Gas | 500 | 770 | 500 | 2021-05-20 | 173.70 | 2022-05-18 | 183.00 | 9.3 | 4650 | 3.3771 | 32.5708 | -117.0582 | 0.67 | street_center |  | Del Sur Blvd |  |  | San Ysidro | CA | San Diego County | 92173 | US | TIGER/LineÂ® dataset from the US Census Bureau
APCD2006-PTO-979715 | Active | 2009-07-31 | [34H] California Certified Emergency Standby Engine | San Diego County Water Authority | Operations Manager | 19086 Via Ambiente Escondido, CA | 92029 | D | EMERGENCY ENGINE GENERATOR: Mfr: DETROIT DIESEL, MODEL: 6063HK35, S/N: 06R0720119 RATED AT 550 HP, EPA CERTIFIED, TURBO-CHARGED AND AFTER-COOLED, DRIVING A 355 KW GENERATOR. | 1 | 0 | 0 | 0 | 1 | Diesel | 355 | 550 | 355 | [5 empty] | 0 | 0 | 33.066 | -117.1519 | 0.9 | nearest_rooftop_match | 19090 | Via Ambiente |  |  | Rancho Santa Fe | CA | San Diego County | 92067 | US | San Diego Geographic Information Source - JPA
APCD2006-PTO-979893 | Active | 2009-07-31 | [34H] California Certified Emergency Standby Engine | Eye Surgery Center Of Southern CA Inc | Facility Manager | 2023 Vista Wy W Vista, CA | 92083 | C | INTERNAL COMBUSTION ENGINE. MAKE: JOHN DEERE. MODEL: 4045TF150. SERIAL NO.: PE4045T264040. BHP RATING: 74 HP. DIESEL FUELED. EQUIPPED WITH A TURBOCHARGER. DRIVES AN ELECTRICAL EMERGENCY GENERATOR RATED AT 50 KW. JFTNEWJUN1505 | 1 | 0 | 0 | 0 | 1 | Diesel | 50 | 40 | 50 | 2021-06-22 |  | 2022-07-28 | 189.60 |  | 0 | 0 | 33.1868 | -117.2853 | 0.9 | rooftop | 2023 | W Vista Way |  |  | Vista | CA | San Diego County | 92083 | US | San Diego Geographic Information Source - JPA
APCD2006-PTO-979968 | Active | 2009-07-31 | [34H] California Certified Emergency Standby Engine | City of Chula Vista Fire Station #4 | Ray Salazar | 850 Pasero Ranchero Chula Vista, CA | 91910 | Q | EMERGENCY DIESEL ENGINE. MAKE: CUMMINS. MODEL: BT3.9-G4,YEAR OF MANUFACTURE: 2000. SERIAL NO: 45967389. RATED BHP: 99 HP. EPA CERTIFIED TIER 1 OF ENGINE FAMILY #YCEXL239ABA. EQUIPPED WITH TURBOCHARGER. DRIVES A GENERATOR RATED AT 60 KW. JFT NEW JAN O5, 17CCR93115 SJE 03/06, MAL#0001815(2/2012). | 1 | 0 | 0 | 0 | 1 | Diesel | 60 | 99 | 60 | [5 empty] | 0 | 0 | 33.2134 | -117.2341 | 0.7 | nearest_rooftop_match | 853 | Pizarro Pl |  |  | Vista | CA | San Diego County | 92084 | US | San Diego Geographic Information Source - JPA
APCD2006-PTO-980015 | Active | 2009-07-31 | [34H] California Certified Emergency Standby Engine | Otay Water District | Lisa Coburn-Boyd | 3550 Par Four Dr. El Cajon, CA | 92019 | L | Emergency Diesel Engine Generator: Cummins, Model 4BT3.3-G5, 69 BHP, S/N 72032463, Engine Family HCEXL03.3BAA, Tier 3 certified; driving a 40-kW emergency electrical generator. | 1 | 0 | 0 | 0 | 1 | Diesel | 40 | 69 | 40 | 2021-05-13 | 119.50 | 2021-05-13 | 122.80 | 3.3 | 132 | 0.11991 | 32.7396 | -116.9181 | 0.79 | nearest_rooftop_match | 3558 | Par 4th Dr |  |  | El Cajon | CA | San Diego County | 92019 | US | San Diego Geographic Information Source - JPA
APCD2006-PTO-980111 | Active | 2009-07-31 | [34H] California Certified Emergency Standby Engine | City of Carlsbad Cannon Road Lift Station | Jesse Castaneda | 2197 Cannon Rd Carlsbad, CA | 92008 | C | EMERGENCY ENGINE GENERATOR: VOLVO ENGINE MODEL D350 12.1A65, 527 BHP,TURBOCHARGED AND AFTERCOOLED, CARB CERTIFICATION NO. U-R-014-0090, EPA CERTIFICATION NO. VPX-NR7-05-10, S/N 2012484346, DRIVING A 350KW GENERATOR.APPL# 980111; 983519 EFH 09/06 | 0 | 0 | 0 | 0 | 0 | Unknown | 350 | 527 | 350 | 2021-12-14 | 134.40 | 2022-08-19 | 160.90 | 26.5 | 9275 | 0 | 33.1548 | -117.287 | 1 | range_interpolation | 2197 | Cannon Rd |  |  | Sunny Vista | CA | San Diego County | 92010 | US | TIGER/LineÂ® dataset from the US Census Bureau
APCD2006-PTO-980131 | Active | 2009-07-31 | [34H] California Certified Emergency Standby Engine | Hotel Republic San Diego | Jamie Lutz | 421 W B St San Diego, CA | 92101 | N | INTERNAL COMBUSTION ENGINE. MAKE: VM MOTORI, MODEL: VMFP-L6HR. SERIAL NUMBER 91B-02070. BHP RATING: 165 HP. DIESEL FUELED. EQUIPPED WITH TURBO CHARGER AND AFTER COOLER. DRIVES A FIRE PUMP RATED AT 750 GPM.JFT NEW JUL 27 05 (984747 9/06) 17CCR93115 SJE12/05 | 1 | 0 | 0 | 0 | 1 | Diesel |  | 70 | 52.199 | [5 empty] | 0 | 0 | 32.7176 | -117.1669 | 1 | rooftop | 421 | W B St |  |  | San Diego | CA | San Diego County | 92101 | US | San Diego Geographic Information Source - JPA
APCD2006-PTO-980138 | Active | 2009-07-31 | [34C] Emergency Standby Engine | Grande North At Santa Fe Place HOA | Facility Manager | 1205 Pacific Hwy San Diego, CA | 92101 | N | EMERGENCY ENGINE: DETROIT DIESEL, MODEL 8V2000 G8 / R083-8K36, 685 BHP, DIESEL FIRED, TURBOCHARGED, AFTERCOOLED, S/N 5312002078.(980138 ALC 02/06) | 1 | 0 | 0 | 0 | 1 | Diesel |  | 685 | 510.8045 | 2021-09-23 | 127.30 | 2022-07-05 | 133.30 | 6 | 3064.827 | 2.7841 | 32.718 | -117.1705 | 1 | rooftop | 1205 | Pacific Hwy |  |  | San Diego | CA | San Diego County | 92101 | US | Sandoval
APCD2006-PTO-980139 | Active | 2009-07-31 | [34C] Emergency Standby Engine | Grande North At Santa Fe Place HOA | Facility Manager | 1205 Pacific Hy San Diego, CA | 92101 | N | EMERGENCY ENGINE: CLARKE, MODEL 6068HF120, 240 BHP, DIESEL FIRED, TURBOCHARGED, AFTERCOOLED, S/N PE6068H284031, DRIVING A FIRE PUMP. (980139 ALC 02/06) | 1 | 0 | 0 | 0 | 1 | Diesel |  | 240 | 178.968 | 2021-09-23 | 256.60 | 2022-07-05 | 275.70 | 19.1 | 3418.2888 | 3.1051 | 32.718 | -117.1705 | 0.95 | rooftop | 1205 | Pacific Hwy |  |  | San Diego | CA | San Diego County | 92101 | US | Sandoval
APCD2006-PTO-980223 | Active | 2009-07-31 | [34C] Emergency Standby Engine | Albertsons/Vons | Mike Cliatt | 7895 Highlands Village Pl San Diego, CA | 92129 | F | EMERGENCY ENGINE: GENERAL MOTORS, MODEL GM-4.3L, 4-CYCLE, 75 BHP, NATURAL GAS FIRED, S/N 4.3L-17193, WITH A JOHNSON MATTHEY MODEL CX-2-3 CATALYTIC CONVERTER, S/N 173-288-2877. (980223 ALC 07/04) | 0 | 0 | 1 | 0 | 1 | Natural Gas |  | 75 | 55.9275 | 2021-05-13 | 327.10 | 2022-05-11 | 360.00 | 32.9 | 1840.0148 | 1.3363 | 32.9613 | -117.1542 | 1 | rooftop | 7895 | Highlands Village Pl |  |  | San Diego | CA | San Diego County | 92129 | US | San Diego Geographic Information Source - JPA
APCD2006-PTO-980236 | Active | 2009-07-31 | [34C] Emergency Standby Engine | Albertsons #4713 | Jill Washburn | 1509 E Valley Pkwy Escondido, CA | 92027 | D | EMERGENCY STANDBY ENGINE: Mfr: FORD, MODEL: CSG 649, S/N 74777-1-06-00, NATURAL GAS FIRED ENGINE, CONTROLLED BY A NON SELECTIVE CATALYTIC REDUCTION (NSCR) /3-WAY CATALYST, 60 BHP, DRIVING A 30 KW KOHLER MODEL 30RZ GENERATOR. S/N 686870980236 | 0 | 0 | 1 | 0 | 1 | Natural Gas | 30 | 60 | 30 | [5 empty] | 0 | 0 | 33.133 | -117.0614 | 1 | range_interpolation | 1509 | E Valley Pkwy |  |  | Escondido | CA | San Diego County | 92027 | US | TIGER/LineÂ® dataset from the US Census Bureau
APCD2006-PTO-980238 | Active | 2009-07-31 | [34C] Emergency Standby Engine | Albertsons #3179 | Store Director | 12475 Rancho Bernardo Rd San Diego, CA | 92128 | F | EMERGENCY STANDBY ENGINE: ONE (1) 60 BHP FORD MODEL CSG 649, S/N 76218, NATURAL GAS FIRED ENGINE CONTROLLED BY A NON SELECTIVE CATALYTIC REDUCTION (NSCR) 3-WAY CATALYST SYSTEM, DRIVING A 30 KW KOHLER MODEL 30RZ GENERATOR. S/N 689093 980238 EAD 02/13/06 | 0 | 0 | 1 | 0 | 1 | Natural Gas | 30 | 60 | 30 | 2022-02-25 | 396.40 | 2022-02-25 | 399.30 | 2.9 | 87 | 0.063184 | 33.0176 | -117.0618 | 1 | rooftop | 12475 | Rancho Bernardo Rd |  |  | San Diego | CA | San Diego County | 92128 | US | San Diego Geographic Information Source - JPA
APCD2006-PTO-980247 | Active | 2009-07-31 | [34C] Emergency Standby Engine | SDG&E | Facility Manager | Top Of Otay Mtn Telecom Site Dulzura, CA | 91917 | R | INTERNAL COMBUSTION ENGINE. MAKE: FORD. MODEL: ESG-642. SERIAL NO.: 03-07-058406. EQUIPPED WITH L102 CLOSED LOOP EMISSION CONTROL SYSTEM WITH A 3 WAY CATALYST. YEAR OF MANUFACTURE: 2003. JFTNEWFEB2004 | 0 | 0 | 0 | 0 | 0 | Unknown |  | Unknown | Unknown | 2022-04-27 | 1832.30 | 2022-04-27 | 1866.10 | 33.8 | #VALUE! | 0 | 32.6442 | -116.7814 | 1 | place |  |  |  |  | Dulzura | CA | San Diego County | 91917 | US | TIGER/LineÂ® dataset from the US Census Bureau
APCD2006-PTO-980250 | Active | 2009-07-31 | [34C] Emergency Standby Engine | County of San Diego Sheriff Wireless Services | Sheriff Wireless Services | 8400 Valley High Rd Santee, CA | 92040 | H | EMERGENCY STANDBY ENGINE: ONE (1) 208 BHP GENERAC, MODEL 6.8LPNGD-130, FAMILY KGNXB06.82C4, S/N 3004464975, LPG FIRED WITH A 3-WAY CATALYST, DRIVING A 100 KW GENERATOR. 980250 EAD 8/28/06 | 0 | 0 | 0 | 0 | 0 | LPG | 100 | 208 | 100 | 2022-01-01 | 45.50 | 2022-01-01 | 48.70 | 3.2 | 320 | 0.31767 | 32.8312 | -116.943 | 0.9 | range_interpolation | 8400 | Valley High Rd |  |  | Lakeside | CA | San Diego County | 92040 | US | TIGER/LineÂ® dataset from the US Census Bureau
APCD2006-PTO-980259 | Active | 2009-07-31 | [34H] California Certified Emergency Standby Engine | Federal Aviation Administration | SAN SSC ENV Manager (MYF ATCT) | 4302 Ponderosa Av San Diego, CA | 92123 | J | EMERGENCY STANDBY ENGINE: 71 BHP JOHN DEERE MODEL 4045DF, TURBOCHARGED, S/N PE4045D292787, EPA #JDX-NR5-01-12; CARD #U-R-004-0086-1, DRIVING A 53 KW GENERATOR. 980259 EAD 3/21/06 | 0 | 0 | 0 | 0 | 0 | Unknown | 53 | 71 | 53 | [5 empty] | 0 | 0 | 32.8146 | -117.1412 | 1 | rooftop | 4302 | Ponderosa Ave |  |  | San Diego | CA | San Diego County | 92123 | US | San Diego Geographic Information Source - JPA
APCD2006-PTO-980358 | Active | 2009-07-31 | [34H] California Certified Emergency Standby Engine | Park Laurel Owners Association | General Manager | 2500 6th Av San Diego, CA | 92103 | M | EMERGENCY STANDBY ENGINE: ONE (1) 685 BHP DETROIT DIESEL / MTU MODEL 8V2000G80 / RO83-7K36 DIESEL FIRED ENGINE WITH TURBOCHARGING AND INNERCOOLING, S/N #2012403099. DRIVING A 450 KW KOHLER MODEL 450 REOZV GENERATOR. CARB # U-R007-0082, EPA# DDX-NR9-03-03. (PHASE I ENGINE OF THE NORTH TOWER) 980358 EAD 2/13/06 | 1 | 0 | 0 | 0 | 1 | Diesel | 450 | 685 | 450 | 2021-10-12 | 210.00 | 2021-10-12 | 216.40 | 6.4 | 2880 | 2.6162 | 32.7317 | -117.1599 | 1 | rooftop | 2500 | 6th Ave |  |  | San Diego | CA | San Diego County | 92103 | US | San Diego Geographic Information Source - JPA
APCD2006-PTO-980499 | Active | 2009-07-31 | [34W] Registered Engine (Rule 12) | Pacific Bell DBA SBC CA | General Manager | 2219 Main St Julian, CA | 92036 | D | EMERGENCY STANDBY ENGINE: JOHN DEERE DIESEL ENGINE, MODEL 4045TF250, S/N TO4045T806076, FAMILY NO: XJDXL06.8014, RATED AT 150 BHP, TURBOCHARGED, DRIVING A GENERATOR. (980499-CCN-2/04)17CCR 93115 SJE 05/06 | 1 | 0 | 0 | 0 | 1 | Diesel |  | 150 | 111.855 | 2021-12-31 | 855.20 | 2022-06-16 | 891.90 | 36.7 | 4105.0785 | 3.729 | 33.0788 | -116.6031 | 1 | rooftop | 2219 | Main St |  |  | Julian | CA | San Diego County | 92036 | US | San Diego Geographic Information Source - JPA
APCD2006-PTO-980500 | Active | 2009-07-31 | [34W] Registered Engine (Rule 12) | Pacific Bell DBA SBC California | General Manager | Warner Guest Ranch Warner Springs, CA | 92086 | B | EMERGENCY STANDBY ENGINE: JOHN DEERE DIESEL ENGINE, MODEL 6068TF150, S/N T06068T829202, RATED AT 150 BHP, TURBOCHARGED, DRIVING A GENERATOR. (980500-CCN-7/04) 17CCR93115 SJE05/06 | 1 | 0 | 0 | 0 | 1 | Diesel |  | 150 | 111.855 | [5 empty] | 0 | 0 | 33.2255 | -117.3366 | 0.9 | street_center |  | Warner St |  |  | Oceanside | CA | San Diego County | 92058 | US | TIGER/LineÂ® dataset from the US Census Bureau
APCD2006-PTO-980520 | Active | 2009-07-31 | [34H] California Certified Emergency Standby Engine | 655 WB Operating LLC c/o Jones Lang LaSalle | Paul Wolf | 655 W Broadway Ste 1460 San Diego, CA | 92101 | N | EMERGENCY STANDBY ENGINE: DETROIT DIESEL, DIESEL FIRED, 1495 HP, MODEL R163-7M36, S/N 5362002831, TURBOCHARGED, AFTERCOOLED, YEAR OF MANUFACTURE 2004 APP# 980520 EFH 12/05 | 1 | 0 | 0 | 0 | 1 | Diesel |  | 1495 | 1114.8215 | 2021-12-09 | 315.80 | 2022-09-08 | 360.60 | 44.8 | 49944.0032 | 45.3688 | 32.7156 | -117.1687 | 1 | range_interpolation | 655 | W Broadway | Ste | 1460 | San Diego | CA | San Diego County | 92101 | US | TIGER/LineÂ® dataset from the US Census Bureau
APCD2006-PTO-980524 | Active | 2009-07-31 | [34W] Registered Engine (Rule 12) | COGNAC DEL MAR | George Toole | 11988 EL CAMINO REAL STE 120 SAN DIEGO, CA | 92130 | M | INTERNAL COMBUSTION ENGINE. MAKE: VM MOTORI. MODEL: VMFP-06HT-L. SERIAL NO.: 27B-02690. BHP RATING: 115 HP. DIESEL FUELED. DRIVES A DIRECT DRIVE FIRE PUMP. | 1 | 0 | 0 | 0 | 1 | Diesel |  | 90 | 67.113 | 2022-08-19 | 286.50 | 2022-08-19 | 303.00 | 16.5 | 1107.3645 | 1.0059 | 32.9359 | -117.2399 | 1 | rooftop | 11988 | El Camino Real | Ste | 120 | San Diego | CA | San Diego County | 92130 | US | San Diego Geographic Information Source - JPA
APCD2006-PTO-980542 | Active | 2009-07-31 | [34H] California Certified Emergency Standby Engine | USN Amphibious Base Coronado | Commanding Officer | Silver Strand Bl Coronado, CA | 92155 | O | EMERGENCY STANDBY ENGINE:ONE (1) 732 BHP, MODEL YEAR 2002, CUMMINS MODEL QSX15-G9, TURBO-CHARGED; CARB CERTIFICATION NO. U-R-002-0147, TIER 1 EPA CERTIFICATION NO. 2CEXL015.ABA, S/N 14034329 / FO30510569, DRIVING A 500 KW GENERATOR. 980542 EAD 02/13/06 | 0 | 0 | 0 | 0 | 0 | Unknown | 500 | 732 | 500 | 2022-04-27 | 110.00 | 2022-04-27 | 110.00 | 0 | 0 | 0 | 32.6596 | -117.1554 | 1 | street_center |  | Silver Strand Blvd |  |  | Coronado | CA | San Diego County | 92118 | US | TIGER/LineÂ® dataset from the US Census Bureau
APCD2006-PTO-980548 | Active | 2009-07-31 | [34H] California Certified Emergency Standby Engine | SBC Leasing Co | Proj Mgr | 1702 Palm Canyon Drive Borrego Springs, CA | 92004 | D | EMERGENCY STANDBY ENGINE: MFR: JOHN DEERE, MODEL 4045DF150, S/N PE4045D252226, FUEL: DIESEL, FAMILY: 3JDXL06.8046, EPA CERTIFICATION NO. JDX-NR4-03-15, ENGINE YEAR OF MANUFACTURE: 2003, 64HP, TURBOCHARGED. | 1 | 0 | 0 | 0 | 1 | Diesel |  | 64 | 47.7248 | 2021-11-05 | 495.20 | 2021-11-05 | 515.80 | 20.6 | 983.1309 | 0.89307 | 33.2632 | -116.3303 | 1 | rooftop | 1702 | Palm Canyon Dr |  |  | Borrego Springs | CA | San Diego County | 92004 | US | San Diego Geographic Information Source - JPA
APCD2006-PTO-980551 | Active | 2009-07-31 | [34H] California Certified Emergency Standby Engine | USMC Base Public Safety SA10 | Air Quality Section | Buffalo Bump / BB004 Camp Pendleton, CA | 92055 | A | EMERGENCY STANDBY ENGINE: JOHN DEERE DIESEL ENGINE, MODEL 4045TF150, S/N PE4045T314783, RATED AT 110 HP, EPA CERTIFIED OF ENGINE FAMILY NUMBER 2JDXL06.8014, TURBOCHARGED, DRIVING A 55 KW GENERATOR USED TO RECHARGE BATTERIES WHEN THE PHOVOLTAIC SYSTEM IS UNABLE TO CHARGE THE BATTERIES OR WHEN THE BATTERIES ARE UNABLE TO POWER THE EQUIPMENT. LOCATION: BUFFALO HUMP (980551-CCN-7/04) 17 CCR 93 115 SJE 12/05 | 1 | 0 | 0 | 0 | 1 | Diesel | 55 | 110 | 55 | [5 empty] | 0 | 0 | 33.3877 | -117.4448 | 0.5 | place |  |  |  |  | Camp Pendleton | CA | San Diego County | 92055 | US | TIGER/LineÂ® dataset from the US Census Bureau
APCD2006-PTO-980669 | Active | 2009-07-31 | [34H] California Certified Emergency Standby Engine | NITTO DENKO TECHNICAL CORPORATION |  | 501 VIA DEL MONTE OCEANSIDE, CA | 92058 | A | EMERGENCY STANDBY ENGINE: 99 BHP JOHN DEER MODEL 4045TF270E DIESEL ENGINE, TURBOCHAGED, DRIVING A 62 KW GENERATOR. EPA # JDX-NR4-04-16; CARB #U-R-004-0179. S/N PE4045T422071 11/16/06 EAD 980669 AMD 982299 | 1 | 0 | 0 | 0 | 1 | Diesel | 62 | 99 | 62 | 2021-08-05 | 216.60 | 2021-08-05 | 228.00 | 11.4 | 706.8 | 0.64205 | 33.2142 | -117.3545 | 1 | range_interpolation | 501 | Via Del Monte |  |  | Oceanside | CA | San Diego County | 92058 | US | TIGER/LineÂ® dataset from the US Census Bureau
APCD2006-PTO-980682 | Active | 2009-07-31 | [34H] California Certified Emergency Standby Engine | Pacific Bell | Facility Manager | 14010 Midland Rd Poway, CA | 92064 | F | EMERGENCY STANDBY ENGINE: CATERPILLAR DIESEL ENGINE, MODEL 3512, S/N 1GZ01636, RATED AT 2155 BHP, MODEL YEAR 2003, EPA TIER 1 CERTIFIED OFENGINE FAMILY NUMBER 3CPXL58.6ERK, TURBOCHARGED, AFTERCOOLED, DRIVING A 1500 KW GENERATOR. (980682-ALC-3/06) | 1 | 0 | 0 | 0 | 1 | Diesel | 500 | 2155 | 500 | 2021-10-12 | 335.00 | 2021-10-12 | 349.00 | 14 | 7000 | 6.3588 | 32.9678 | -117.0363 | 1 | range_interpolation | 14010 | Midland Rd |  |  | Poway | CA | San Diego County | 92064 | US | TIGER/LineÂ® dataset from the US Census Bureau
APCD2006-PTO-980687 | Active | 2009-07-31 | [34C] Emergency Standby Engine | SDG&E | Environmental Operations | Monument Peak Mt Laguna, CA | 91948 | R | EMERGENCY STANDBY GENERATOR: 72 BHP LPG/ PROPANE FIRED GENERAL MOTORS /INDUSTRIAL POWER TRAIN MODEL VORTEC 4.3 L-4 CYCLE STATIONARY INTERNAL COMBUSTION ENGINE, S/N 4.3L-14818, DRIVING A 35 KW GENERATOR, S/N 730027. 980687 EAD 4/6/06 | 0 | 0 | 0 | 1 | 1 | Propane | 35 | 72 | 35 | 2022-02-09 | 1164.20 | 2022-02-09 | 1164.70 | 0.5 | 17.5 | 0.014418 | 33.0643 | -117.0519 | 0.9 | street_center |  | Monument Pl |  |  | Escondido | CA | San Diego County | 92025 | US | TIGER/LineÂ® dataset from the US Census Bureau
APCD2006-PTO-980710 | Active | 2009-07-31 | [34W] Registered Engine (Rule 12) | AT&T Oceanside | Barbara Walden | 2211 Mesa Dr Oceanside, CA | 92054 | C | EMERGENCY ENGINE GENERATOR: 192 HP CAT DIESEL ENGINE, MODEL 3304T S/N 83Z11173. APPL# 980710 EFH 03/04 17CCR93115 SJE01/06 (ATCM DATA: S/N 83Z11173) | 1 | 0 | 0 | 0 | 1 | Diesel |  | 192 | 143.1744 | 2022-01-04 | 206.80 | 2022-01-04 | 218.30 | 11.5 | 1646.5056 | 1.4957 | 33.208 | -117.359 | 1 | rooftop | 2211 | Mesa Dr |  |  | Oceanside | CA | San Diego County | 92054 | US | San Diego Geographic Information Source - JPA
APCD2006-PTO-980741 | Active | 2009-07-31 | [34H] California Certified Emergency Standby Engine | 350 West Ash Assoc | Jeff Baker | 350 W Ash St San Diego, CA | 92101 | N | EMERGENCY ENGINE: AB VOLVO PENTA, MODEL TAD1631GE, 757 BHP, DIESEL FIRED, TURBOCHARGED, AFTERCOOLED, S/N: 2160051932, CARB CERTIFICATION NO. U-R-014-0069, EPA CERTIFICATION NO. VPX-NRCI-03-05. (980741 ALC 03/06) | 1 | 0 | 0 | 0 | 1 | Diesel |  | 757 | 564.4949 | 2021-11-17 | 241.60 | 2021-11-17 | 252.00 | 10.4 | 5870.747 | 5.3329 | 32.7202 | -117.1662 | 1 | rooftop | 350 | W Ash St |  |  | San Diego | CA | San Diego County | 92101 | US | San Diego Geographic Information Source - JPA
APCD2006-PTO-980771 | Active | 2009-07-31 | [34C] Emergency Standby Engine | Solimar Systems Inc | Todd Sprague | 1515 Second Ave San Diego, CA | 92101 | N | EMERGENCY STANDBY ENGINE: (1) ONE 80 HP GENERAC POWER SYSTEMS MODEL 5.7 L NATURAL GAS FIRED ENGINE WITH AN AIR TO FUEL RATIO CONTROLLER AND A GENERAC 3-WAY NON SELECTIVE CATALYTIC REDUCTION (NSCR), S/N 3727296, DRIVING A 50KW GENERATOR. 980771 EAD 2/13/06 | 0 | 0 | 1 | 0 | 1 | Natural Gas | 50 | 80 | 50 | [5 empty] | 0 | 0 | 32.7212 | -117.1627 | 1 | rooftop | 1515 | 2nd Ave |  |  | San Diego | CA | San Diego County | 92101 | US | San Diego Geographic Information Source - JPA
APCD2006-PTO-980782 | Active | 2009-07-31 | [34H] California Certified Emergency Standby Engine | USMC MCAS Miramar | General Manager | USMC Miramar San Diego, CA | 92145 | H | EMERGENCY STANDBY ENGINE: 99 BHP JOHN DEERE MODEL 4045TF150 DIESEL FIRED ENGINE WITH TURBOCHARGING, DRIVING A 55 KW GENERATOR, MODEL 50REOZJB KOHLER POWER SYSTEMS. CARB #U-R-004-0119; EPA#JDX-NR6-02-08; S/N PE4045T335921980782 EAD 030706 | 1 | 0 | 0 | 0 | 1 | Diesel | 55 | 99 | 55 | 2022-01-01 | 201.70 | 2022-01-01 | 206.70 | 5 | 275 | 0.24981 | 32.8795 | -117.1612 | 1 | street_center |  | Miramar Rd |  |  | San Diego | CA | San Diego County | 92121 | US | TIGER/LineÂ® dataset from the US Census Bureau
APCD2006-PTO-980805 | Active | 2009-07-31 | [34H] California Certified Emergency Standby Engine | Qualcom Inc | EHS Department | 10185 McKellar Ct San Diego, CA | 92121 | G | Emergency Diesel Engine Generator: Mitsubishi, Model S16R-Y2PTAW2-1, S/N 24559; Model Year 2019; Engine Family KMVXL65.4BBA; Tier 2 certified; 2923 bhp rated; driving a 2000 kW emergency electrical generator | 1 | 0 | 0 | 0 | 1 | Diesel | 2000 | 923 | 2000 | 2021-12-31 | 7.10 | 2022-05-04 | 21.10 | 14 | 28000 | 25.435 | 32.7241 | -117.1709 | 0.5 | place |  |  |  |  | San Diego | CA | San Diego County | 92101 | US | TIGER/LineÂ® dataset from the US Census Bureau
APCD2006-PTO-980840 | Active | 2009-07-31 | [34C] Emergency Standby Engine | SDG&E Co | Sean C Ruiz | 9060 Friars Rd Mission San Diego, CA | 92108 | M | EMERGENCY STANDBY ENGINE: JOHN DEERE DIESEL ENGINE, MODEL 6068TF250, S/N PE6068T343791, RATED AT 190 BHP, EPA CERTIFIED OF ENGINE FAMILY NUMBER 2JDXL06.8014, TURBOCHARGED, DRIVING A 125 KW GENERATOR. (980840-CCN-11/04) 17CCR93115 SJE11/05 | 1 | 0 | 0 | 0 | 1 | Diesel | 125 | 190 | 125 | 2021-12-02 | 198.90 | 2021-12-02 | 211.00 | 12.1 | 1512.5 | 1.3739 | 32.7806 | -117.1362 | 1 | rooftop | 9060 | Friars Rd |  |  | San Diego | CA | San Diego County | 92108 | US | San Diego Geographic Information Source - JPA
APCD2006-PTO-980903 | Active | 2009-07-31 | [34H] California Certified Emergency Standby Engine | Poway City Of | Facility Manager | 13325 Civic Center Dr Poway, CA | 92064 | F | EMERGENCY ENGINE: DETROIT DIESEL, MODEL R163-7K35 12V2000 G70, MODEL YEAR 2004, TIER 1 CERTIFIED, 1200 BHP, S/N 5362002695.(980903 ALC 01/06) | 1 | 0 | 0 | 0 | 1 | Diesel |  | 1200 | 894.84 | 2021-06-01 | 154.60 | 2022-05-31 | 161.10 | 6.5 | 5816.46 | 5.2836 | 32.9545 | -117.0426 | 1 | range_interpolation | 13325 | Civic Center Dr |  |  | Poway | CA | San Diego County | 92064 | US | TIGER/LineÂ® dataset from the US Census Bureau
APCD2006-PTO-980950 | Active | 2009-07-31 | [34W] Registered Engine (Rule 12) | AT&T Mobility Volcan SD067 |  | 35879 Mountain Circle Drive,Off Mountain Circle Drive (on North Peak) Julian, CA | 92036 | D | BACKUP EMERGENCY GENERATOR: 67 BHP HINO DIESEL-FIRED ENGINE, S/N WO4DA34277, DRIVING A GENERAC GENERATOR, MODEL 93A05499, S/N: 2011649 980950 6/1/05 EAD 17 CCR 93115 SJE 11/05 | 1 | 0 | 0 | 0 | 1 | Diesel |  | 67 | 49.9619 | 2021-12-31 | 1320.50 | 2022-06-16 | 1348.80 | 28.3 | 1413.9218 | 1.2844 | 33.0059 | -116.5868 | 1 | rooftop | 35879 | Mountain Circle Dr |  |  | Julian | CA | San Diego County | 92036 | US | San Diego Geographic Information Source - JPA
APCD2006-PTO-980971 | Active | 2009-07-31 | [34H] California Certified Emergency Standby Engine | NAVAL SPECIAL WARFARE COMMAND | Craig Haverstick | 2000 TRIDENT WY BLDG 624 CORONADO, CA | 92155 | O | Emergency Diesel Engine Generator: John Deere, Model 6090HF484, 346 BHP, S/N RG6090L140385, Engine Family LJDXL09.0114, Model Year 2020, Tier 3 certified; driving a 230-kW emergency electrical generator. | 1 | 0 | 0 | 0 | 1 | Diesel | 230 | 346 | 230 | 2022-04-21 | 10.50 | 2022-04-21 | 12.50 | 2 | 460 | 0.41786 | 32.6992 | -117.2096 | 0.5 | place |  |  |  |  | Coronado | CA | San Diego County | 92118 | US | TIGER/LineÂ® dataset from the US Census Bureau
APCD2006-PTO-980972 | Active | 2009-07-31 | [34H] California Certified Emergency Standby Engine | NAVAL SPECIAL WARFARE COMMAND | Craig Haverstick | 2000 TRIDENT WY BLDG 624 CORONADO, CA | 92155 | O | Emergency Diesel Engine Generator: John Deere, Model 6068HFG82, 284 BHP, S/N PE6068N015409, Engine Family LJDXL06.8120, Model Year 2020, Tier 3 certified; driving a 180-kW emergency electrical generator. | 1 | 0 | 0 | 0 | 1 | Diesel | 180 | 284 | 180 | 2022-04-21 | 10.70 | 2022-04-21 | 12.20 | 1.5 | 270 | 0.24527 | 32.6992 | -117.2096 | 0.5 | place |  |  |  |  | Coronado | CA | San Diego County | 92118 | US | TIGER/LineÂ® dataset from the US Census Bureau
APCD2006-PTO-980978 | Active | 2009-07-31 | [34W] Registered Engine (Rule 12) | Grossmont Union High School District | Risk Management | 1100 Murray Dr El Cajon, CA | 92020 | L | EMERGENCY ENGINE GENERATOR, 102 HP CUMMINS DIESEL ENGINE MODEL 60DGB S/N G960611134 APPL# 980978EFH04/04 17CR93115SJE11/05 | 1 | 0 | 0 | 0 | 1 | Diesel |  | 102 | 76.0614 | 2022-06-13 | 0.00 | 2022-06-13 | 0.00 | 0 | 0 | 0 | 32.7809 | -116.9863 | 1 | rooftop | 1100 | Murray Dr |  |  | El Cajon | CA | San Diego County | 92020 | US | San Diego Geographic Information Source - JPA
APCD2006-PTO-981053 | Active | 2009-07-31 | [34H] California Certified Emergency Standby Engine | Neurocrine Biosciences Inc | Facility Manager | 12780 El Camino Real San Diego, CA | 92130 | M | Emergency standby engine: 2200 bhp Detroit Diesel model T1237M36, diesel fired, with turbocharging and aftercooling, s/n 5262001430; tier 1 certified, engine family 4DDXL65.0GTP; driving a 1500 kw generator. EAD 9/7/06 | 1 | 0 | 0 | 0 | 1 | Diesel | 500 | 200 | 500 | 2021-12-31 | 273.00 | 2022-08-19 | 306.30 | 33.3 | 16650 | 15.1247 | 32.9499 | -117.2375 | 1 | rooftop | 12780 | El Camino Real |  |  | San Diego | CA | San Diego County | 92130 | US | San Diego Geographic Information Source - JPA
APCD2006-PTO-981065 | Active | 2009-07-31 | [34H] California Certified Emergency Standby Engine | Omni San Diego Hotel | Engineering Department | 675 L Street San Diego, CA | 92101 | N | EMERGENCY STANDBY ENGINE: CATERPILLAR DIESEL ENGINE, MODEL 3508B DITA, S/N 1FZ01318, RATED AT 1480 BHP, MODEL YEAR 2002, EPA TIER 1 CERTIFIED OF ENGINE FAMILY NUMBER 2CPXL34.5ERK, TURBOCHARGED, AFTERCOOLED, DRIVING A1000 KW GENERATOR. (981065-CCN-11/05) | 1 | 0 | 0 | 0 | 1 | Diesel | 1000 | 1480 | 1000 | [5 empty] | 0 | 0 | 32.7069 | -117.1587 | 1 | rooftop | 675 | L St |  |  | San Diego | CA | San Diego County | 92101 | US | San Diego Geographic Information Source - JPA
APCD2006-PTO-981077 | Active | 2009-07-31 | [34H] California Certified Emergency Standby Engine | The Home Depot | Store Mgr | 12175 Tech Center Dr Poway, CA | 92064 | F | INTERNAL COMBUSTION ENGINE. BRAND: VOLVO. MODEL: TAD1031GE. SERIAL NO.: 210033027. BHP RATING: 400 HP. DIESEL FUELED. DRIVES AN ELECTRICAL EMERGENCY GENERATOR RATED AT 250 KW. JFT NEW NOV 08 04 17 CCR 93 115 SJE 04/06 | 1 | 0 | 0 | 0 | 1 | Diesel | 250 | 27 | 250 | 2022-04-22 | 321.10 | 2022-04-22 | 324.70 | 3.6 | 900 | 0.81755 | 32.9367 | -117.0351 | 1 | rooftop | 12175 | Tech Center Dr |  |  | Poway | CA | San Diego County | 92064 | US | San Diego Geographic Information Source - JPA
APCD2006-PTO-981103 | Active | 2009-07-31 | [34C] Emergency Standby Engine | North County Transit District | Kenny Pouncey | 755 Norlak Avenue Escondido, CA | 92025 | D | EMERGENCY STANDBY ENGINE: 635 BHP DETROIT DIESEL MODEL SERIES 60 (14L)-6063HK35 ENGINE, UNIT: 06R724790, WITH TURBOCHARGING AND AFTERCOOLING, DRIVING A GENERATOR , SERVING A 700 CFM COMPRESSOR FOR NATURAL GAS FUELING OF PUBLIC TRANSPORTATION BUSES (755 NORLAK AV/ 400 NORTH SPRUCE STREET, ESCONDIDO) 981103 EAD 3/13/06 | 1 | 0 | 1 | 0 | 2 | Diesel |  | 635 | 473.5195 | 2021-12-19 | 331.70 | 2022-05-12 | 348.50 | 16.8 | 7955.1276 | 7.2264 | 33.1203 | -117.0921 | 1 | range_interpolation | 755 | Norlak Ave |  |  | Escondido | CA | San Diego County | 92025 | US | TIGER/LineÂ® dataset from the US Census Bureau
APCD2006-PTO-981118 | Active | 2009-07-31 | [34C] Emergency Standby Engine | County of San Diego (RCS) |  | 650 Benet Hill Road Oceanside, CA | 92058 | A | Emergency Engine: General Motors, fueled with propane, Part No. A9046, Configuration: 4.3 liter Vortec V-6, for a 45 kW generator set (Mfr: Generac, Model: 99A09303-S, S/N: 2053418, Type: SG045-A164.3V18CBYYY). | 0 | 0 | 0 | 1 | 1 | Propane | 45 | Unknown | 45 | 2021-06-16 | 214.30 | 2021-06-16 | 216.20 | 1.9 | 85.5 | 0.070443 | 33.2227 | -117.3637 | 1 | range_interpolation | 650 | Benet Hill Rd |  |  | Oceanside | CA | San Diego County | 92058 | US | TIGER/LineÂ® dataset from the US Census Bureau
APCD2006-PTO-981226 | Active | 2009-07-31 | [34H] California Certified Emergency Standby Engine | 4S Ranch N 3 Wastewater Pump Station | Operations Manager | 10249 Camino San Thomas San Diego, CA | 92127 | F | EMERGENCY STANDBY ENGINE: ONE (1) 602 BHP AB VOLVO PENTA DIESEL ENGINE, MODEL D400 12.1 65, S/N D12-444-350-D1A, WITH TURBOCHARGING AND AFTERCOOLING. EPA CERTIFICATION NO. VPX-NR7-04-04, CARB CERTIFICATION NO. U-R-014-0074, DRIVING A 400 KW KOHLER GENERATOR, MODEL 400REOZV 981226 EAD 02/13/06 | 1 | 0 | 0 | 0 | 1 | Diesel | 400 | 602 | 400 | 2022-03-25 | 130.90 | 2022-03-25 | 131.90 | 1 | 400 | 0.36336 | 33.0266 | -117.1179 | 0.89 | nearest_rooftop_match | 10237 | Camino San Thomas |  |  | San Diego | CA | San Diego County | 92127 | US | San Diego Geographic Information Source - JPA
APCD2006-PTO-981233 | Active | 2009-07-31 | [34W] Registered Engine (Rule 12) | Sony Computer Entertainment America | General Manager | 9645 Scranton Road San Diego, CA | 92121 | G | EMERGENCY STANDBY ENGINE: CATERPILLAR MODEL 3412, S/N: 81Z22021, 896 BHP, DIESEL FIRED ENGINE. 981233 EAD 03/31/06 | 1 | 0 | 0 | 0 | 1 | Diesel |  | 896 | 668.1472 | 2021-11-09 | 351.00 | 2021-11-09 | 363.00 | 12 | 8017.7664 | 7.2833 | 32.8973 | -117.2011 | 1 | rooftop | 9645 | Scranton Rd |  |  | San Diego | CA | San Diego County | 92121 | US | San Diego Geographic Information Source - JPA
APCD2006-PTO-981347 | Active | 2009-07-31 | [34H] California Certified Emergency Standby Engine | Scripps Mercy Surgery Pavilion |  | 550 WASHINGTON ST #101 SAN DIEGO, CA | 92103 | M | EMERGENCY STANDBY ENGINE: JOHN DEERE DIESEL ENGINE, MODEL 6068TF250, S/N PE6068T321204, RATED AT 190 BHP, EPA CERTIFIED OF ENGINE FAMILY NUMBER 2JDXL06.8014, TURBOCHARGED, DRIVING A 125 KW GENERATOR. (981347-CCN-7/04)17CCR93115SJE01/06 | 1 | 0 | 0 | 0 | 1 | Diesel | 125 | 190 | 125 | 2021-11-29 | 193.70 | 2021-11-29 | 211.90 | 18.2 | 2275 | 2.0666 | 32.7503 | -117.1604 | 1 | rooftop | 550 | Washington St | Ste | 101 | San Diego | CA | San Diego County | 92103 | US | San Diego Geographic Information Source - JPA
APCD2006-PTO-981484 | Active | 2009-07-31 | [34C] Emergency Standby Engine | Vons NO 2065 Carlsbad | Facility Manager | 6951 El Camino Real Carlsbad, CA | 92009 | E | EMERGENCY STANDBY ENGINE: 55 BHP GENERAL MOTORS MODEL 3.9 L/ GENERAC MODEL 4.3 GN NATURAL GAS FIRED ENGINE, S/N 2062357, ENGINE-GENERATOR SET MODEL NO. SG035, WITH GENERAC 3-WAY CATALYST/ NSCR AND AIR TO FUEL RATIO CONTROLLER. 981484 EAD 8/2/06 | 0 | 0 | 1 | 0 | 1 | Natural Gas |  | 55 | 41.0135 | 2022-01-01 | 54.90 | 2022-01-01 | 63.10 | 8.2 | 336.3107 | 0.24425 | 33.1034 | -117.2686 | 1 | rooftop | 6951 | El Camino Real |  |  | Carlsbad | CA | San Diego County | 92009 | US | San Diego Geographic Information Source - JPA
APCD2006-PTO-981614 | Active | 2009-07-31 | [34W] Registered Engine (Rule 12) | The Home Depot #1018 (North Oceanside) | Store Mgr | 5755 Mission Av Oceanside, CA | 92057 | A | Emergency standby engine: Cummins diesel engine, model 6BTA5.9F1, S/N 45983495, rated at 208 bhp, turbocharged, aftercooled, driving a fire pump (981614-CCN-3/06) | 1 | 0 | 0 | 0 | 1 | Diesel |  | 208 | 155.1056 | 2021-09-16 | 82.10 | 2022-07-20 | 85.20 | 3.1 | 480.8274 | 0.43678 | 33.2502 | -117.2654 | 1 | rooftop | 5755 | Mission Ave |  |  | Oceanside | CA | San Diego County | 92057 | US | San Diego Geographic Information Source - JPA
APCD2006-PTO-981631 | Active | 2009-07-31 | [34H] California Certified Emergency Standby Engine | Sharp Healthcare | General Manager | 4000 Ruffin Rd #G San Diego, CA | 92123 | J | INTERNAL COMBUSTION ENGINE. MAKE: JOHN DEERE. MODEL: 3029TF270D. SERIAL NO. PE3029T337916. YEAR OF MANUFACTURE: 2004. DIESEL FUELED. BHP: 64 HP. EQUIPPED WITH A TURBOCHARGER. DRIVES AN ELECTRICAL EMERGENCY GENERATOR RATED AT 26 KW. JFTNEWAPR2606 | 1 | 0 | 0 | 0 | 1 | Diesel | 26 | 64 | 26 | [5 empty] | 0 | 0 | 32.8146 | -117.1243 | 1 | rooftop | 4000 | Ruffin Rd | Ste | G | San Diego | CA | San Diego County | 92123 | US | San Diego Geographic Information Source - JPA
APCD2006-PTO-981654 | Active | 2009-07-31 | [34H] California Certified Emergency Standby Engine | Qualcomm, Inc. | Attn: EHS Department | 5751 Pacific Center Blvd San Diego, CA | 92121 | G | EMERGENCY STANDBY ENGINE: 3740 BHP CUMMINS MODEL QSK78-G6, DIESEL FIRED,TURBOCHARGED, INNERCOOLED, S/N 66300569, DRIVING A 2700 KW GENERATOR; CARB #U-R-002-0200; EPA # CEX-NR9-03-38; TIER II. 981654 AMD 983009 EAD 3/13/06 (NO APP 9/5/06 EAD) | 1 | 0 | 0 | 0 | 1 | Diesel | 700 | 740 | 700 | 2021-06-01 | 199.65 | 2022-05-04 | 222.60 | 22.95 | 16065 | 14.5933 | 32.9035 | -117.197 | 1 | rooftop | 5751 | Pacific Center Blvd |  |  | San Diego | CA | San Diego County | 92121 | US | San Diego Geographic Information Source - JPA
APCD2006-PTO-981655 | Active | 2009-07-31 | [34H] California Certified Emergency Standby Engine | Qualcomm, Inc. | Attn: EHS Department | 5751 Pacific Center Blvd San Diego, CA | 92121 | G | EMERGENCY STANDBY ENGINE: 3740 BHP CUMMINS MODEL QSK78-G6, DIESEL FIRED TURBOCHARGED, INNERCOOLED, S/N 66300566, DRIVING A 2700 KW GENERATOR. CARB #U-R-002-0200; EPA # CEX-NR9-03-38L. TIER II. 981655 AMD# 983010 EAD 3/13/06 (NO APP 9/5/06 EAD) | 1 | 0 | 0 | 0 | 1 | Diesel | 700 | 740 | 700 | 2021-06-01 | 199.80 | 2022-05-04 | 223.50 | 23.7 | 16590 | 15.0702 | 32.9035 | -117.197 | 1 | rooftop | 5751 | Pacific Center Blvd |  |  | San Diego | CA | San Diego County | 92121 | US | San Diego Geographic Information Source - JPA
APCD2006-PTO-981656 | Active | 2009-07-31 | [34H] California Certified Emergency Standby Engine | Qualcomm, Inc. | Attn: EHS Department | 5751 Pacific Center Blvd San Diego, CA | 92121 | G | EMERGENCY STANDBY ENGINE: 3740 BHP CUMMINS MODEL QSK78-G6, DIESEL FIRED TURBOCHARGED, INNERCOOLED, S/N 66300560, DRIVING A 2700 KW GENERATOR. CARB #U-R-002-0200; EPA # CEX-NR9-03-38; TIER II. 981856 AMD# 983011 EAD 3/13/06 (NO APP 9/5/06 EAD) | 1 | 0 | 0 | 0 | 1 | Diesel | 700 | 740 | 700 | 2021-06-01 | 210.80 | 2022-05-04 | 233.50 | 22.7 | 15890 | 14.4344 | 32.9035 | -117.197 | 1 | rooftop | 5751 | Pacific Center Blvd |  |  | San Diego | CA | San Diego County | 92121 | US | San Diego Geographic Information Source - JPA
APCD2006-PTO-981686 | Active | 2009-07-31 | [34H] California Certified Emergency Standby Engine | The Home Depot | Store Manager | 2430 Melrose Dr S Vista, CA | 92081 | B | Emergency standby engine: John Deere diesel engine, model 6068TF275, S/N: PE6068H430886, rated at 190 bhp. Model year 2002, EPA Tier 2 certified of engine family number 2JDXL06.8014, turbocharged, driving a 125 kw generator (981686-CCN-7/05) | 1 | 0 | 0 | 0 | 1 | Diesel | 125 | 190 | 125 | 2021-12-10 | 222.40 | 2021-12-10 | 235.10 | 12.7 | 1587.5 | 1.4421 | 33.1407 | -117.2434 | 0.9 | rooftop | 2430 | S Melrose Dr |  |  | Vista | CA | San Diego County | 92081 | US | San Diego Geographic Information Source - JPA
APCD2006-PTO-981737 | Active | 2009-07-31 | [34C] Emergency Standby Engine | Gelson's Markets #26 | Kasen Smith | 7660 El Camino Real Carlsbad, CA | 92009 | E | EMERGENCY STANDBY ENGINE: 60 BHP GENERAL MOTORS MODEL INDUSTRIAL POWERTRAIN VORTEC 4.3L STATIONARY NATURAL GAS FIRED ENGINE, S/N 15953, CONTROLLED BY JOHNSON MATHEY NSCR/ 3-WAY CATALYST, DRIVING A KOHLER MODEL 45RZG 40 KW GENERATOR. | 0 | 0 | 1 | 0 | 1 | Natural Gas | 40 | 60 | 40 | 2022-01-01 |  | 2022-01-01 |  |  | 0 | 0 | 33.0871 | -117.2676 | 1 | rooftop | 7660 | El Camino Real |  |  | Carlsbad | CA | San Diego County | 92009 | US | San Diego Geographic Information Source - JPA
APCD2006-PTO-981741 | Active | 2009-07-31 | [34H] California Certified Emergency Standby Engine | Pacific Bell Telephone Co DBA AT&T California | Mindy Lusk | 4042 37th Street San Diego, CA | 92104 | K | EMERGENCY STANDBY ENGINE: CATERPILLAR DIESEL ENGINE, MODEL 3512B DITA, S/N 1GZ01593, RATED AT 2155 BHP, MODEL YEAR 2003, EPA TIER 1 CERTIFIED OF ENGINE FAMILY NUMBER 3CPXL58.6ERK, TURBOCHARGED, AFTERCOOLED, DRIVING A 1500 KW GENERATOR. (981741-CCN-11/05) | 1 | 0 | 0 | 0 | 1 | Diesel | 500 | 2155 | 500 | 2021-12-16 | 305.00 | 2022-06-02 | 311.60 | 6.6 | 3300 | 2.9977 | 32.7509 | -117.1135 | 1 | rooftop | 4042 | 37th St |  |  | San Diego | CA | San Diego County | 92105 | US | San Diego Geographic Information Source - JPA
APCD2006-PTO-981762 | Active | 2009-07-31 | [34H] California Certified Emergency Standby Engine | I2B Networks, Inc | Facility Manager | 8830 Complex Drive San Diego, CA | 92123 | J | EMERGENCY STANDBY ENGINE: CUMMINS DIESEL ENGINE, MODEL KTA50-G9, S/N25270783, RATED AT 2220 BHP, EPA CERTIFIED OF ENGINE FAMILY NUMBER YCEXL050.ABA, TURBOCHARGED, AFTERCOOLED, DRIVING A 1250 KW GENERATOR. (981762-CCN-11/04)17CCR93115SJE12/05 | 1 | 0 | 0 | 0 | 1 | Diesel | 250 | 2220 | 250 | [5 empty] | 0 | 0 | 32.8302 | -117.1379 | 1 | range_interpolation | 8830 | Complex Dr |  |  | San Diego | CA | San Diego County | 92123 | US | TIGER/LineÂ® dataset from the US Census Bureau
APCD2006-PTO-981769 | Active | 2009-07-31 | [34H] California Certified Emergency Standby Engine | Poway City Of | General Manager | 15498 Espola Rd Poway, CA | 92064 | F | EMERGENCY STANDBY ENGINE: JOHN DEERE DIESEL ENGINE, 99 HP MODEL 4045TF270, S/N PE4045T415956, EPA CERTIFICATION NO JDX-NR4-04-16, YEAR OF ENGINE MANUFACTURE: 2004.APPL # 981769 EFH 11/05 | 1 | 0 | 0 | 0 | 1 | Diesel |  | 99 | 73.8243 | 2021-06-01 | 200.60 | 2022-05-31 | 204.70 | 4.1 | 302.6796 | 0.27495 | 32.994 | -117.0249 | 1 | range_interpolation | 15498 | Espola Rd |  |  | Poway | CA | San Diego County | 92064 | US | TIGER/LineÂ® dataset from the US Census Bureau
APCD2006-PTO-981812 | Active | 2009-07-31 | [34H] California Certified Emergency Standby Engine | USMC MCAS Miramar | Michael Murukis | USMC Miramar San Diego, CA | 92145 | H | EMERGENCY STANDBY ENGINE: 394 BHP VOLVO PENTA MODEL D2509.6A60, S/N: 2100328191, DIESEL FIRED, WITH TURBOCHARGING, DRIVING A 230 KW GENERATOR. 981812 EAD 03/06/06 | 1 | 0 | 0 | 0 | 1 | Diesel | 230 | 394 | 230 | 2022-01-01 | 222.50 | 2022-01-01 | 228.30 | 5.8 | 1334 | 1.2118 | 32.8795 | -117.1612 | 1 | street_center |  | Miramar Rd |  |  | San Diego | CA | San Diego County | 92121 | US | TIGER/LineÂ® dataset from the US Census Bureau
APCD2006-PTO-981828 | Active | 2009-07-31 | [34H] California Certified Emergency Standby Engine | Cox Communications-Federal | Brandy Brickey | 5159 Federal Bl San Diego, CA | 92105 | K | ONE (1) EMERGENCY STANDBY ENGINE: DETROIT DIESEL ENGINE, MODEL 6063HK35, S/N 06R0663941, RATED AT 587 HP, MODEL YEAR 1997, EPA TIER 1 CERTIFIED, ENGINE FAMILY NUMBER 1DDXL140DWLD, TURBOCHARGED, INTERCOOLED, DRIVING A400 KW GENERATOR. | 1 | 0 | 0 | 0 | 1 | Diesel | 400 | 587 | 400 | 2021-12-09 | 393.90 | 2022-03-11 | 418.30 | 24.4 | 9760 | 8.8659 | 32.7205 | -117.0827 | 1 | rooftop | 5159 | Federal Blvd |  |  | San Diego | CA | San Diego County | 92105 | US | San Diego Geographic Information Source - JPA
APCD2006-PTO-981831 | Active | 2009-07-31 | [34H] California Certified Emergency Standby Engine | JACK HENRY & ASSOC |  | 8975 BALBOA AV SAN DIEGO, CA | 92123 | J | ONE (1) EMERGENCY STANDBY ENGINE: 903 BHP CATERPILLAR DIESEL FIRED ENGINE, MODEL 3412, TURBOCHARGED, INNERCOOLED, S/N BPG02448, DRIVING A 600 KW GENERATOR. CARB# U-R-001-0236; EPA 4CPXL-27-0MRH981831 EAD 10/10/06 | 1 | 0 | 0 | 0 | 1 | Diesel | 600 | 903 | 600 | 2021-07-07 | 341.00 | 2021-07-07 | 345.00 | 4 | 2400 | 2.1801 | 32.8208 | -117.1355 | 1 | rooftop | 8975 | Balboa Ave |  |  | San Diego | CA | San Diego County | 92123 | US | San Diego Geographic Information Source - JPA
APCD2006-PTO-981903 | Active | 2009-07-31 | [34H] California Certified Emergency Standby Engine | Scripps Mercy Hospital | Pat Kirkeby M/D MER-22 | 4077 Fifth Av San Diego, CA | 92103 | M | EMERGENCY STANDBY ENGINE, DETROIT DIESEL ENGINE, DIESEL FIRED, 1200 HP, MODEL R1637K35, YEAR 2004, S/N: 5362002888, TURBOCHARGED, INTERCOOLED, TIER 1 ENGINE, EPA CERTIFICATION NO. DDX-NR9-04-01, DRIVING A 800 KW GENERATOR. APPL# 981903 EFH 11/05I | 1 | 0 | 0 | 0 | 1 | Diesel | 800 | 1200 | 800 | 2021-12-31 | 274.30 | 2022-07-29 | 296.70 | 22.4 | 17920 | 16.2784 | 32.7519 | -117.16 | 1 | rooftop | 4077 | 5th Ave |  |  | San Diego | CA | San Diego County | 92103 | US | San Diego Geographic Information Source - JPA
APCD2006-PTO-981904 | Active | 2009-07-31 | [34H] California Certified Emergency Standby Engine | San Elijo Joint Powers Authority Solana Beach PS | Chief Plant | 1000 Rios Ave N Solana Beach, CA | 92075 | E | EMERGENCY STANDBY ENGINE: 285 BHP CUMMINS MODEL 6CTAA8.3-G3, TURBOCHARGED, Engine S/N 46434752 EPA# CEX-NR7-03-16; CARB# U-R-002-0174, DRIVING A 175 KW GENERATOR. EPA TIER II 980107 981726 AMEND WITH 981904 EAD 3/20/06 | 0 | 0 | 0 | 0 | 0 | Unknown | 175 | 285 | 175 | [5 empty] | 0 | 0 | 33.0032 | -117.2733 | 0.55 | nearest_rooftop_match | 851 | N Rios Ave N |  |  | Solana Beach | CA | San Diego County | 92075 | US | San Diego Geographic Information Source - JPA
APCD2006-PTO-981910 | Active | 2009-07-31 | [34W] Registered Engine (Rule 12) | 707 Investment, LLC | Zac Paukner | 707 Broadway Ste 650 San Diego, CA | 92101 | N | INTERNAL COMBUSTION ENGINE. MAKE: CATERPILLAR. MODEL D346. SERIAL NO.: 39J1747. BHP RATING: 550 HP. DIESEL FUELED. ENGINE DRIVES AN ELECTRICAL EMERGENCY GENERATOR RATED AT 400 KW. JFTNEW DEC2304 (982997 4/05) (984687 9/06) 17CCR93115 SJE11/05 | 1 | 0 | 0 | 0 | 1 | Diesel | 400 | 47 | 400 | 2021-08-11 | 492.00 | 2021-08-11 | 495.00 | 3 | 1200 | 1.0901 | 32.7154 | -117.158 | 1 | rooftop | 707 | Broadway | Ste | 650 | San Diego | CA | San Diego County | 92101 | US | San Diego Geographic Information Source - JPA
APCD2006-PTO-981931 | Active | 2009-07-31 | [34H] California Certified Emergency Standby Engine | Marriott San Diego Gaslamp Quater | Facility Manager | 660 K St San Diego, CA | 92101 | N | EMERGENCY STANDBY ENGINE: 550 BHP DETROIT DIESEL SERIES 60 MODEL 350DSE/190-600V, TURBOCHARGED, INNERCOOLED, S/N 06R071732, DRIVING A 360 KW GENERATOR. CARB # U-R-007-0087; EPA #DDX-NR7-04-03. (EXHAUST STACK MUST BE VERTICAL) 981931 EAD 8/30/06 | 1 | 0 | 0 | 0 | 1 | Diesel | 360 | 550 | 360 | [5 empty] | 0 | 0 | 32.7086 | -117.1588 | 1 | rooftop | 660 | K St |  |  | San Diego | CA | San Diego County | 92101 | US | San Diego Geographic Information Source - JPA
APCD2006-PTO-981932 | Active | 2009-07-31 | [34H] California Certified Emergency Standby Engine | Marriott San Diego Gaslamp Quater | Owner Manager | 660 K St San Diego, CA | 92101 | N | EMERGENCY STANDBY ENGINE: 635 BHP DETROIT DIESEL - SERIES 60 MODEL 400DSE/190-600V, TURBOCHARGED, INNERCOOLED, S/N 06R0766847, DRIVING A 405 KW GENERATOR. CARB # U-R-007-0087; EPA # DDX-NR7-04-03. (EXHAUST STACK MUST BE VERTICAL). 981932 EAD 8/30/06 | 1 | 0 | 0 | 0 | 1 | Diesel | 405 | 635 | 405 | [5 empty] | 0 | 0 | 32.7086 | -117.1588 | 1 | rooftop | 660 | K St |  |  | San Diego | CA | San Diego County | 92101 | US | San Diego Geographic Information Source - JPA
APCD2006-PTO-981942 | Active | 2009-07-31 | [34W] Registered Engine (Rule 12) | C/O Business Lecenses, LLC | Facility Manager | PO Box 8000 Monsey, NY | 10952 | n/a | EMERGENCY STANDBY ENGINE: DETROIT DIESEL ENGINE, MODEL INTERNATIONAL, S/N WS4646N1251164, RATED AT 325 BHP, DRIVING A GENERATOR. (981942-CCN-11/04) 17CCR93115 SJE12/05 | 1 | 0 | 0 | 0 | 1 | Diesel |  | 325 | 242.3525 | 2021-09-16 | 530.30 | 2021-09-16 | 534.80 | 4.5 | 1090.5863 | 0.99068 | 41.1186 | -74.0845 | 0.5 | place | 8000 | PO Box |  |  | Monsey | NY | Rockland County | 10952 | US | TIGER/LineÂ® dataset from the US Census Bureau
APCD2006-PTO-981943 | Active | 2009-07-31 | [34W] Registered Engine (Rule 12) | San Ysidro Health | James Tuggle | 957 Forest Gate Rd Campo, CA | 91906 | R | EMERGENCY STANDBY ENGINE: CATERPILLAR DIESEL ENGINE, MODEL 3056, S/N 7AK02386, RATED AT 166 BHP, DRIVING A 100 KW GENERATOR. (981943-CCN-11/04) 17CCR93115 SJE11/06 | 1 | 0 | 0 | 0 | 1 | Diesel | 100 | 166 | 100 | 2021-05-06 | 449.10 | 2022-05-10 | 449.30 | 0.2 | 20 | 0.018168 | 32.6042 | -116.467 | 1 | rooftop | 957 | Forest Gate Rd |  |  | Campo | CA | San Diego County | 91906 | US | San Diego Geographic Information Source - JPA
APCD2006-PTO-981976 | Active | 2009-07-31 | [34C] Emergency Standby Engine | Vons #2049 | Store Manager | 330 El Norte Py W Escondido, CA | 92026 | B | EMERGENCY STANDBY ENGINE: 62 BHP GENERAL MOTORS MODEL 5.7L, NATURAL GAS FIRED ENGINE, S/N 05913, KATOLIGHT MODEL NL45FPG4 GENERATOR SET. THE ENGINE IS EQUIPPED WITH DUAL CURVE DIGITAL FUEL CONTROLLER PN# 5952 AND NOLFF'S MODELN-CA 300A FUEL MIXER, CONTROLLED WITH A MIRATECH MODEL MN-08-03-D2 NSCR /3-WAY CATALYST. S/N LM645608725863. 981976 EAD 8/2/06 | 0 | 0 | 1 | 0 | 1 | Natural Gas |  | 62 | 46.2334 | 2022-02-01 | 319.10 | 2022-02-01 | 320.20 | 1.1 | 50.8567 | 0.036935 | 33.1408 | -117.0866 | 0.9 | range_interpolation | 330 | E El Norte Pkwy |  |  | Escondido | CA | San Diego County | 92026 | US | TIGER/LineÂ® dataset from the US Census Bureau
APCD2006-PTO-981977 | Active | 2009-07-31 | [34C] Emergency Standby Engine | Vons #2081 | Owner Manager | 13255 Black Mountain Rd San Diego, CA | 92129 | F | EMERGENCY STANDBY ENGINE: 60 BHP GENERAL MOTORS MODEL 4.3 L / GENERAC ENGINE-GENERATOR SET MODEL SG040/ GENERAC ENGINE MODEL 3.9N NATURAL GAS FIRED ENGINE, S/N A9046 (# 1612090100) WITH AIR TO FUEL RATIO CONTROLLER WITH OXYGEN SENSOR SYSTEM, AND GENERAC 3-WAY OXIDATION CATALYST/ NSCR, DRIVING A 40 KW GENERATOR. 981977 EAD 8/2/06 | 0 | 0 | 1 | 0 | 1 | Natural Gas | 40 | 60 | 40 | 2021-05-18 | 65.70 | 2021-05-18 | 73.40 | 7.7 | 308 | 0.22369 | 32.9579 | -117.1252 | 1 | rooftop | 13255 | Black Mountain Rd |  |  | San Diego | CA | San Diego County | 92129 | US | San Diego Geographic Information Source - JPA
APCD2006-PTO-981979 | Active | 2009-07-31 | [34C] Emergency Standby Engine | Vons #2120 | Owner Manager | 4725 Clairemont Dr San Diego, CA | 92117 | M | EMERGENCY STANDBY ENGINE: 60 BHP GENERAL MOTORS MODEL 3.9 L/ GENERAC MODEL 3.9GN, ENGINE-GENERATOR SET MODEL SG040 / 1612090100, S/N 2063341, WITH AIR TO FUEL RATIO CONTROLLER WITH OXYGEN SENSOR SYSTEM AND GENERAC 3 - WAY OXIDATION CATALYST / NSCR, DRIVING A 40 KW GENERATOR. 981979 EAD 8/2/06 | 0 | 0 | 0 | 0 | 0 | Unknown | 40 | 60 | 40 | 2022-07-11 | 371.10 | 2022-07-11 | 372.10 | 1 | 40 | 0 | 32.8302 | -117.205 | 1 | rooftop | 4725 | Clairemont Dr |  |  | San Diego | CA | San Diego County | 92117 | US | San Diego Geographic Information Source - JPA
APCD2006-PTO-981980 | Active | 2009-07-31 | [34C] Emergency Standby Engine | Vons #2134 San Diego | Facility Manager | 10460 Clairemont Mesa Bl San Diego, CA | 92124 | J | EMERGENCY GENERATOR: ONE (1) 60 BHP GENERAL MOTORS MODEL 5.7 L NATURAL GAS FIRED ENGINE, S/N 5.7L-05892, WITH DUAL CURVE DIGITAL AIR TO FUEL RATIO CONTROLLER WITH OXYGEN SENSOR SYSTEM AND MIRATECH 3-WAY OXIDATION CATALYST/NSCR, MODEL MN-08-03-D2 FOR NOX, CO, AND VOC CONTROL, DRIVING A 45 KW GENERATOR, MODEL 145FPG4, S/N LM645432725863. 981980 EAD 8/2/06 | 0 | 0 | 1 | 0 | 1 | Natural Gas | 45 | 60 | 45 | 2022-07-06 | 241.70 | 2022-07-06 | 250.30 | 8.6 | 387 | 0.28106 | 32.8302 | -117.1043 | 1 | rooftop | 10460 | Clairemont Mesa Blvd |  |  | San Diego | CA | San Diego County | 92124 | US | San Diego Geographic Information Source - JPA
APCD2006-PTO-981981 | Active | 2009-07-31 | [34C] Emergency Standby Engine | Albertsons/Vons | Mike Cliatt | 5630 Lake Murray Blvd La Mesa, CA | 91942 | K | EMERGENCY STANDBY ENGINE: ONE (1) 60 BHP GENERAL MOTORS MODEL 5.7 L NATURAL GAS FIRED ENGINE, S/N 5.7L-05896, WITH DUAL CURVE DIGITAL AIR TO FUEL RATIO CONTROLLER WITH OXYGEN SENSOR SYSTEM AND MIRATECH 3-WAY OXIDATION CATALYST/NSCR, MODEL MN-08-03-D2 FOR NOX, CO, AND VOC CONTROL, DRIVING A GENERATOR, MODEL 145FPG4. 981981 EAD 8/2/06 | 0 | 0 | 1 | 0 | 1 | Natural Gas |  | 60 | 44.742 | 2021-09-21 | 203.80 | 2022-08-12 | 231.20 | 27.4 | 1225.9308 | 0.89034 | 32.7824 | -117.0324 | 1 | rooftop | 5630 | Lake Murray Blvd |  |  | LA Mesa | CA | San Diego County | 91942 | US | San Diego Geographic Information Source - JPA
APCD2006-PTO-981982 | Active | 2009-07-31 | [34C] Emergency Standby Engine | Vons #2144 Encinitas | Facility Manager | 262 El Camino Real N Encinitas, CA | 92024 | E | EMERGENCY STANDBY ENGINE: ONE (1) 54 BHP GENERAL MOTORS MODEL 4.3 L NATURAL GAS FIRED ENGINE, S/N 2063482, (GENERAC MODEL 3.9 GN) WITH AIR TO FUEL RATIO CONTROLLER, P/N 0D4221 WITH OXYGEN SENSOR SYSTEM AND GENERAC POWER SYSTEMS 3-WAY OXIDATION NSCR, P/N 0D4208, DRIVING A 40 KW GENERATOR, MODEL SG0040-G3364. 981982 EAD 8/2/06 | 0 | 0 | 1 | 0 | 1 | Natural Gas | 40 | 54 | 40 | [5 empty] | 0 | 0 | 33.0433 | -117.2597 | 1 | range_interpolation | 262 | El Camino Real |  |  | Encinitas | CA | San Diego County | 92024 | US | TIGER/LineÂ® dataset from the US Census Bureau
APCD2006-PTO-981984 | Active | 2009-07-31 | [34C] Emergency Standby Engine | Vons 2142 | Facility Manager | 2560 El Camino Real Carlsbad, CA | 92008 | C | EMERGENCY GENERATOR: ONE (1) GENERAL MOTORS MODEL 5.7 L NATURAL GAS FIRED ENGINE, S/N 5.7L-05855, WITH DUAL CURVE DIGITIAL AIR TO FUEL RATIO CONTROLLER WITH OXYGEN SENSOR SYSTEM AND MIRATECH 3-WAY OXIDATION CATALYST/NSCR, MODEL MN-08-03-D2, FOR NOX, CO, AND VOC CONTROL, DRIVING A 45 KW GENERATOR, MODEL 45FPG4, S/N LM645143725864 . 981984 EAD 8/2/06 | 0 | 0 | 1 | 0 | 1 | Natural Gas | 45 | Unknown | 45 | 2022-06-17 | 420.70 | 2022-06-17 | 428.40 | 7.7 | 346.5 | 0.25165 | 33.18 | -117.3252 | 1 | rooftop | 2560 | El Camino Real |  |  | Carlsbad | CA | San Diego County | 92010 | US | San Diego Geographic Information Source - JPA
APCD2006-PTO-981999 | Active | 2009-07-31 | [34W] Registered Engine (Rule 12) | Encinitas Nursing & Rehabilitation Center | Executive Director | 900 Santa Fe Dr Encinitas, CA | 92007 | E | EMERGENCY STANDBY ENGINE (EXISTING): 166 BHP MODEL 6059T JOHN DEERE DIESELFIRED ENGINE, S/N: 272972, DRIVING A 95 KW GENERATOR. 981999 EAD 1/18/05 (984616 8/06) 17CCR93115 SJE 01/06 | 1 | 0 | 0 | 0 | 1 | Diesel | 95 | 166 | 95 | 2022-01-01 | 566.00 | 2022-01-01 | 572.60 | 6.6 | 627 | 0.56956 | 33.0369 | -117.2722 | 1 | rooftop | 900 | Santa Fe Dr |  |  | Encinitas | CA | San Diego County | 92024 | US | San Diego Geographic Information Source - JPA
APCD2006-PTO-982106 | Active | 2009-07-31 | [34H] California Certified Emergency Standby Engine | SD Unified Port District | Gabriel Ruiz | 1400 Tidelands Ave National City, CA | 91950 | Q | EMERGENCY STANDBY ENGINE: JOHN DEERE DIESEL ENGINE, MODEL 6068HF275, S/N PE6068H440049, RATED AT 220 BHP, MODEL YEAR 2005, EPA CERTIFIED OF ENGINE FAMILY NUMBER 4JDXL06.8038, TURBOCHARGED, DRIVING A 135 KW GENERATOR. (982106-CCN-12/05) | 1 | 0 | 0 | 0 | 1 | Diesel | 135 | 220 | 135 | 2021-12-31 | 286.60 | 2022-02-08 | 303.10 | 16.5 | 2227.5 | 2.0234 | 32.6669 | -117.1151 | 1 | range_interpolation | 1400 | Tidelands Ave |  |  | National City | CA | San Diego County | 91950 | US | TIGER/LineÂ® dataset from the US Census Bureau
APCD2006-PTO-982119 | Active | 2009-07-31 | [34H] California Certified Emergency Standby Engine | Inova Diagnostics Inc | Allison Fowler | 9889 Willow Creek Rd San Diego, CA | 92131 | F | INTERNAL COMBUSTION ENGINE. MAKE: DETROIT DIESEL. MODEL: S60 12.7L. SERIAL NO.6063MK35. BHP RATING: 490 HP. DIESEL FUELED. EQUIPPED WITH A TURBOCHARGER AND AFTERCOOLER. DRIVES AN ELECTRICAL EMERGENCY GENERATOR BRAND KOHLER MODEL RGOZD, RATED AT 300 KW. JFTNEWOCT0505 | 1 | 0 | 0 | 0 | 1 | Diesel | 300 | 35 | 300 | 2021-07-14 | 147.00 | 2022-06-28 | 163.50 | 16.5 | 4950 | 4.4965 | 32.9007 | -117.114 | 1 | rooftop | 9889 | Willow Creek Rd |  |  | San Diego | CA | San Diego County | 92131 | US | San Diego Geographic Information Source - JPA
APCD2006-PTO-982135 | Active | 2009-07-31 | [34H] California Certified Emergency Standby Engine | SDG&E Co | Sean C Ruiz | 9060 Friars Rd Mission San Diego, CA | 92108 | M | EMERGENCY STANDBY ENGINE: AB VOLVO PENTA ENGINE, MODEL D200 7.3A60, S/N 2071181773, RATED AT 316 BHP, MODEL YEAR 2004, EPA TIER 2 CERTIFIED OF ENGINE FAMILY NUMBER 4VPXL07.3ACB, TURBOCHARGED, DRIVING A 204 KW GENERATOR (982135-CCN-6/05) | 0 | 0 | 0 | 0 | 0 | Unknown | 204 | 316 | 204 | 2021-12-02 | 81.00 | 2021-12-02 | 88.00 | 7 | 1428 | 0 | 32.7806 | -117.1362 | 1 | rooftop | 9060 | Friars Rd |  |  | San Diego | CA | San Diego County | 92108 | US | San Diego Geographic Information Source - JPA
APCD2006-PTO-982150 | Active | 2009-07-31 | [34W] Registered Engine (Rule 12) | SILVERADO SENIOR LIVING ENCINITAS |  | 335 SAXONY RD ENCINITAS, CA | 92024 | E | EMERGENCY STANDBY ENGINE: CATERPILLAR DIESEL ENGINE, MODEL 3208 DITA, S/N 5YF00332, RATED AT 262 BHP, TURBOCHARGED, AFTERCOOLED, DRIVING A GENERATOR. (982150-CCN-4/05) 17CCR93115 SJE 06/06 | 1 | 0 | 0 | 0 | 1 | Diesel |  | 262 | 195.3734 | [5 empty] | 0 | 0 | 33.0531 | -117.2851 | 1 | rooftop | 335 | Saxony Rd |  |  | Encinitas | CA | San Diego County | 92024 | US | San Diego Geographic Information Source - JPA
APCD2006-PTO-982171 | Active | 2009-07-31 | [34C] Emergency Standby Engine | Vons #2118 San Diego | General Manager | 3550 Murphy Canyon Rd San Diego, CA | 92123 | J | INTERNAL COMBUSTION ENGINE. MAKE: GENERAL MOTORS. MODEL: VORTEC 4.3L, NATURAL ASPIRATION. BHP: 60 HP. NATURAL GAS FUELED. EQUIPPED WITH A CATALYTIC CONVERTER AND AN AIR TO FUEL RATIO CONTROLLER. DRIVES AN ELECTRICAL EMERGENCY GENERATOR RATED AT 40 KW. | 0 | 0 | 1 | 0 | 1 | Natural Gas | 40 | 60 | 40 | 2021-07-02 | 271.10 | 2021-07-02 | 280.10 | 9 | 360 | 0.26145 | 32.8076 | -117.116 | 1 | rooftop | 3550 | Murphy Canyon Rd |  |  | San Diego | CA | San Diego County | 92123 | US | San Diego Geographic Information Source - JPA
APCD2006-PTO-982181 | Active | 2009-07-31 | [34C] Emergency Standby Engine | SDG&E CO |  | 904 MAIN ST W EL CAJON, CA | 92020 | L | EMERGENCY STANDBY ENGINE, 157 HP JOHN DEERE DIESEL ENGINE, MODEL 4045HF275, S/N PE4045H417155, YEAR OF MANUFACTURE 2003, EPA CERTIFICATION NO. JDX-NR5-04-11, TURBOCHARGED, DRIVING A 100KW GENERATOR. APP 982181 EFH 09/06 (ORIGINALLY ENTERED 12/05) | 1 | 0 | 0 | 0 | 1 | Diesel | 100 | 157 | 100 | [5 empty] | 0 | 0 | 32.7969 | -116.9734 | 0.9 | rooftop | 904 | W Main St |  |  | El Cajon | CA | San Diego County | 92020 | US | San Diego Geographic Information Source - JPA
APCD2006-PTO-982263 | Active | 2009-07-31 | [34H] California Certified Emergency Standby Engine | City of Chula Vista Public Works | General Manager | 800 Agua Vista Dr Chula Vista, CA | 91914 | Q | EMERGENCY ENGINE: CUMMINS, MODEL DGDA, 170 BHP, DIESEL FIRED, TURBOCHARGED AFTERCOOLED, S/N: 46505542, CARB CERTIFICATION NO. U-R-002-0223, EPA CERTIFICATION NO. CEX-NR5-04-27. (982263 ALC 03/06) | 1 | 0 | 0 | 0 | 1 | Diesel |  | 170 | 126.769 | [5 empty] | 0 | 0 | 32.6607 | -116.942 | 1 | rooftop | 800 | Agua Vista Dr |  |  | Chula Vista | CA | San Diego County | 91914 | US | San Diego Geographic Information Source - JPA
APCD2006-PTO-982285 | Active | 2009-07-31 | [34H] California Certified Emergency Standby Engine | Cox Communications-Federal | Brandy Brickey | 5159 Federal Bl San Diego, CA | 92105 | K | EMERGENCY ENGINE GENERATOR, DETROIT DIESEL ENGINE, MODEL 800R0ZD-4, SERIES 2000, DIESEL FIRED, S/N 0548, YEAR OF MANUFACTURE 2004, EPA CERTIFICATION DDX-NR9-04-01, DRIVING A 800 KW GENERATOR. | 1 | 0 | 0 | 0 | 1 | Diesel | 800 | Unknown | 800 | 2021-11-12 | 386.40 | 2022-03-11 | 407.70 | 21.3 | 17040 | 15.479 | 32.7205 | -117.0827 | 1 | rooftop | 5159 | Federal Blvd |  |  | San Diego | CA | San Diego County | 92105 | US | San Diego Geographic Information Source - JPA
APCD2006-PTO-982332 | Active | 2009-07-31 | [34W] Registered Engine (Rule 12) | TERADATA |  | 17095 VIA DEL CAMPO SAN DIEGO, CA | 92127 | F | EMERGENCY STANDBY ENGINE: JOHN DEERE DIESEL ENGINE, MODEL 6059TF001, S/N C/D6059T243976, RATED AT 166 BHP. (APP #982332, ED, MARCH 8, 2006) | 1 | 0 | 0 | 0 | 1 | Diesel |  | 166 | 123.7862 | 2021-10-19 | 539.50 | 2021-10-19 | 558.90 | 19.4 | 2401.4523 | 2.1815 | 33.0217 | -117.0915 | 1 | rooftop | 17095 | Via Del Campo |  |  | San Diego | CA | San Diego County | 92127 | US | San Diego Geographic Information Source - JPA
APCD2006-PTO-982333 | Active | 2009-07-31 | [34W] Registered Engine (Rule 12) | TERADATA |  | 17095 VIA DEL CAMPO SAN DIEGO, CA | 92127 | F | EMERGENCY STANDBY ENGINE: JOHN DEER DIESEL ENGINE, MODEL 6059TF001, S/N: CD6059T245868, RATED AT 166 BHP. (APP 3982333, ED, MARCH 08, 2006) | 1 | 0 | 0 | 0 | 1 | Diesel |  | 166 | 123.7862 | 2021-10-19 | 391.10 | 2021-10-19 | 399.40 | 8.3 | 1027.4255 | 0.93331 | 33.0217 | -117.0915 | 1 | rooftop | 17095 | Via Del Campo |  |  | San Diego | CA | San Diego County | 92127 | US | San Diego Geographic Information Source - JPA
APCD2006-PTO-982334 | Active | 2009-07-31 | [34W] Registered Engine (Rule 12) | TERADATA |  | 17095 VIA DEL CAMPO SAN DIEGO, CA | 92127 | F | EMERGENCY STANDBY ENGINE: CUMMINS DIESEL ENGINE, MODEL GBTA5.9-F1, S/N: 44902480, RATED AT 208 BHP. (APP #982334, ED, MARCH 08,2006) | 1 | 0 | 0 | 0 | 1 | Diesel |  | 208 | 155.1056 | 2021-10-19 | 288.80 | 2021-10-19 | 288.80 | 0 | 0 | 0 | 33.0217 | -117.0915 | 1 | rooftop | 17095 | Via Del Campo |  |  | San Diego | CA | San Diego County | 92127 | US | San Diego Geographic Information Source - JPA
APCD2006-PTO-982345 | Active | 2009-07-31 | [34W] Registered Engine (Rule 12) | Sunrise at La Costa | Maintenance Coordinator | 7020 Manzanita St Carlsbad, CA | 92009 | E | EMERGENCY ENGINE GENERATOR, 60 HP CUMMINS ENGINE, DIESEL FIRED MODEL 4B3.9-G2, S/N 45793455 APPL# 982345 EFH 07/05 | 1 | 0 | 0 | 0 | 1 | Diesel |  | 60 | 44.742 | [5 empty] | 0 | 0 | 33.1013 | -117.2673 | 1 | rooftop | 7020 | Manzanita St |  |  | Carlsbad | CA | San Diego County | 92011 | US | San Diego Geographic Information Source - JPA
APCD2006-PTO-982406 | Active | 2009-07-31 | [34W] Registered Engine (Rule 12) | North Coast Surgery Center | General Manager | 3903 Waring Rd Oceanside, CA | 92056 | C | EMERGENCY DIESEL ENGINE: WHITE MODEL D4800TAX223,S/N 4020665, APPROX 209 HP, DRIVING A 125 KW GENERATOR (MODEL DMT-125H,S/N 850317).982406-SJE-4/06 | 1 | 0 | 0 | 0 | 1 | Diesel | 125 | 209 | 125 | 2021-08-20 | 680.60 | 2021-08-20 | 683.10 | 2.5 | 312.5 | 0.28387 | 33.1876 | -117.2924 | 1 | rooftop | 3903 | Waring Rd |  |  | Oceanside | CA | San Diego County | 92056 | US | San Diego Geographic Information Source - JPA
APCD2006-PTO-982408 | Active | 2009-07-31 | [34H] California Certified Emergency Standby Engine | U S Circuit Inc | Owner Manager | 2071 Wineridge Pl Escondido, CA | 92029 | D | EMERGENCY STANDBY ENGINE: JOHN DEERE DIESEL ENGINE, MODEL 5030HF270, S/N PE5030H024985, RATED AT 96 BHP, MODEL YEAR 2004, EPA TIER 2 CERTIFIED OF ENGINE FAMILY NUMBER 4JDXL03.0064, TURBOCHARGED, DRIVING A 60 KW GENERATOR. (982408-CCN-3/06) | 1 | 0 | 0 | 0 | 1 | Diesel | 60 | 96 | 60 | 2021-12-31 | 28.90 | 2022-03-04 | 49.40 | 20.5 | 1230 | 1.1173 | 33.1146 | -117.1157 | 1 | rooftop | 2071 | Wineridge Pl |  |  | Escondido | CA | San Diego County | 92029 | US | San Diego Geographic Information Source - JPA
APCD2006-PTO-982409 | Active | 2009-07-31 | [34W] Registered Engine (Rule 12) | FMC Dialysis Services Of North Coast | Owner Manager | 3300 Vista Wy Oceanside, CA | 92056 | C | EMERGENCY ENGINE GENERATOR, 126 HP CATERPILLAR DIESEL ENGINE MODEL 3054, S/N 4ZK04925. GENERATOR S/N 2024941. APPL# 982409 EFH 08/05 | 1 | 0 | 0 | 0 | 1 | Diesel |  | 126 | 93.9582 | 2022-01-26 | 339.00 | 2022-01-26 | 342.00 | 3 | 281.8746 | 0.25605 | 33.1813 | -117.3159 | 1 | rooftop | 3300 | Vista Way |  |  | Oceanside | CA | San Diego County | 92056 | US | San Diego Geographic Information Source - JPA
APCD2006-PTO-982480 | Active | 2009-07-31 | [34W] Registered Engine (Rule 12) | Premiere Surgery Center Inc | Owner Manager | 700 W El Norte Pkwy Escondido, CA | 92026 | B | EMERGENCY ENGINE GENERATOR, 209 HP JOHN DEERE DIESEL ENGINE MODEL 6076TF-00 S/N RG6076T117000. APPL# 982480 EFH 09/05 | 1 | 0 | 0 | 0 | 1 | Diesel |  | 209 | 155.8513 | 2022-02-02 | 876.40 | 2022-02-02 | 876.40 | 0 | 0 | 0 | 33.1465 | -117.1021 | 1 | rooftop | 700 | W El Norte Pkwy W |  |  | Escondido | CA | San Diego County | 92026 | US | San Diego Geographic Information Source - JPA
APCD2006-PTO-982492 | Active | 2009-07-31 | [34W] Registered Engine (Rule 12) | MACYS #076 |  | 4333 LA JOLLA VILLAGE DR SAN DIEGO, CA | 92122 | H | EMERGENCY STANDBY ENGINE: FORD ENGINE, FUELED WITH NATURAL GAS, MODEL 3000F-6005-A-SO-31A, S/N 35098-15-HK, RATED AT 60 BHP, DRIVING A GENERATOR. (982492-CCN-4/06) | 0 | 0 | 1 | 0 | 1 | Natural Gas |  | 60 | 44.742 | 2021-12-31 | 985.30 | 2022-06-10 | 1009.90 | 24.6 | 1100.6532 | 0.79936 | 32.8691 | -117.2125 | 1 | rooftop | 4333 | LA Jolla Village Dr |  |  | San Diego | CA | San Diego County | 92122 | US | San Diego Geographic Information Source - JPA
APCD2006-PTO-982493 | Active | 2009-07-31 | [34W] Registered Engine (Rule 12) | MACYS #64A&B |  | 2557 EL CAMINO REAL CARLSBAD, CA | 92008 | C | EMERGENCY STANDBY ENGINE: JOHN DEERE DIESEL ENGINE, MODEL 4039DF, S/N CD4039D177580, RATED AT 100 BHP, DRIVING A GENERATOR. (982493-CCN-4/06) | 1 | 0 | 0 | 0 | 1 | Diesel |  | 100 | 74.57 | 2021-07-07 | 423.10 | 2022-07-29 | 451.30 | 28.2 | 2102.874 | 1.9102 | 33.1779 | -117.3317 | 1 | rooftop | 2557 | El Camino Real |  |  | Carlsbad | CA | San Diego County | 92008 | US | San Diego Geographic Information Source - JPA
APCD2006-PTO-982494 | Active | 2009-07-31 | [34W] Registered Engine (Rule 12) | MACYS #64A&B |  | 2557 EL CAMINO REAL CARLSBAD, CA | 92008 | C | EMERGENCY STANDBY ENGINE: WHITE DIESEL ENGINE, MODEL 4030016, S/N 344042D2300X208, RATED AT 100 BHP, DRIVING A GENERATOR. (982494-CCN-4/06) | 1 | 0 | 0 | 0 | 1 | Diesel |  | 100 | 74.57 | 2021-07-07 | 574.80 | 2022-07-29 | 0.00 | -574.8 | -42862.836 | -38.9363 | 33.1779 | -117.3317 | 1 | rooftop | 2557 | El Camino Real |  |  | Carlsbad | CA | San Diego County | 92008 | US | San Diego Geographic Information Source - JPA
APCD2006-PTO-982495 | Active | 2009-07-31 | [34W] Registered Engine (Rule 12) | MACYS #059 |  | 275 FASHION VALLEY RD SAN DIEGO, CA | 92108 | M | EMERGENCY STANDBY ENGINE: JOHN DEERE DIESEL ENGINE, MODEL 4039TF001, S/N T04039T368266, RATED AT 100 BHP, DRIVING A GENERATOR. (982495-CCN-4/06) | 1 | 0 | 0 | 0 | 1 | Diesel |  | 100 | 74.57 | 2021-05-27 | 480.00 | 2021-05-27 | 485.70 | 5.7 | 425.049 | 0.38611 | 32.7654 | -117.1703 | 1 | range_interpolation | 275 | Fashion Valley Rd |  |  | San Diego | CA | San Diego County | 92108 | US | TIGER/LineÂ® dataset from the US Census Bureau
APCD2006-PTO-982496 | Active | 2009-07-31 | [34W] Registered Engine (Rule 12) | MACYS #044 |  | 5500 GROSSMONT CENTER DR LA MESA, CA | 91942 | K | EMERGENCY STANDBY ENGINE: CUMMINS DIESEL ENGINE, MODEL 4B3.9-G2, S/N 459-67343, RATED AT 60 BHP, DRIVING A GENERATOR. (982496-CCN-4/06) | 1 | 0 | 0 | 0 | 1 | Diesel |  | 60 | 44.742 | 2021-05-04 | 369.50 | 2022-05-24 | 462.50 | 93 | 4161.006 | 3.7798 | 32.7775 | -117.0116 | 1 | rooftop | 5500 | Grossmont Center Dr |  |  | LA Mesa | CA | San Diego County | 91942 | US | San Diego Geographic Information Source - JPA
APCD2006-PTO-982516 | Active | 2009-07-31 | [34W] Registered Engine (Rule 12) | City of Oceanside Fire Department | Jeffrey Hart | 3990 Lake Blvd. Oceanside, CA | 92056 | C | EMERGENCY ENGINE GENERATOR, 87 HP CUMMINS DIESEL ENGINE MODEL 6A3 4G2 10391 S/N 53125039 APPL# 982516 EFH 08/05 | 1 | 0 | 0 | 0 | 1 | Diesel |  | 87 | 64.8759 | 2021-09-30 | 597.30 | 2021-09-30 | 601.80 | 4.5 | 291.9416 | 0.2652 | 33.1807 | -117.2884 | 1 | rooftop | 3990 | Lake Blvd |  |  | Oceanside | CA | San Diego County | 92056 | US | San Diego Geographic Information Source - JPA
APCD2006-PTO-982518 | Active | 2009-07-31 | [34W] Registered Engine (Rule 12) | City of Oceanside | Elec Supv | 895 N Santa Fe Oceanside, CA | 92056 | C | EMERGENCY ENGINE / GENERATOR: 104 HP JOHN DEERE ENGINE, MODEL# 6059TF, S/N CD6059T244724, TFAPPL# 982518 EFH 08/05 | 0 | 0 | 0 | 0 | 0 | Unknown |  | 104 | 77.5528 | 2022-03-10 | 547.30 | 2022-03-10 | 550.40 | 3.1 | 240.4137 | 0 | 33.1747 | -117.083 | 0.75 | nearest_rooftop_match | 907 | North Ave |  |  | Escondido | CA | San Diego County | 92026 | US | San Diego Geographic Information Source - JPA
APCD2006-PTO-982519 | Active | 2009-07-31 | [34W] Registered Engine (Rule 12) | Life Care Center of Vista | Executive Director | 304 N Melrose Dr Vista, CA | 92083 | C | EMERGENCY STANDBY ENGINE: JOHN DEERE DIESEL ENGINE, MODEL 64 66AF-OO, S/N RG6466A268345, RATED AT 251 BHP, DRIVING A GENERATOR. (982519-CCN-3/05)17CCR93115SJE01/06 | 1 | 0 | 0 | 0 | 1 | Diesel |  | 251 | 187.1707 | 2022-02-25 | 436.70 | 2022-02-25 | 438.40 | 1.7 | 318.1902 | 0.28904 | 33.2009 | -117.2561 | 1 | rooftop | 304 | N Melrose Dr |  |  | Vista | CA | San Diego County | 92083 | US | San Diego Geographic Information Source - JPA
APCD2006-PTO-982528 | Active | 2009-07-31 | [34C] Emergency Standby Engine | County of San Diego - DGS (Volcan South) | Senior Tech | 25395 Volcan Mt Rd Julian, CA | 92036 | D | EMERGENCY ENGINE: MFR: FORD ESG-642, SERIAL: 04WK24610, BHP RATING: 74 HP, PROPANE FUELED, EQUIPPED WITH A CATALYTIC CONVERTER, DCL MINE-X, MODEL DC-45-X AND AN AIR TO FUEL RATIO CONTROLLER. DRIVES AN ELECTRICAL EMERGENCY GENERATOR RATED AT 47 KW. JFTNEWJUN1506 | 0 | 0 | 0 | 1 | 1 | Propane | 47 | 74 | 47 | 2021-10-15 | 1409.50 | 2021-10-15 | 1446.90 | 37.4 | 1757.8 | 1.4483 | 33.0735 | -116.589 | 0.5 | place |  |  |  |  | Julian | CA | San Diego County | 92036 | US | TIGER/LineÂ® dataset from the US Census Bureau
APCD2006-PTO-982541 | Active | 2009-07-31 | [34W] Registered Engine (Rule 12) | ARE-SD Region No 56 LLC | Jon Labaw | 4075 Sorrento Valley Blvd San Diego, CA | 92121 | G | EMERGENCY ENGINE GENERATOR: 1489 HP CATERPILLAR DIESEL ENGINE, MODEL 3508B,S/N 4GM00439.APPL# 982541 EFH 05/06 | 1 | 0 | 0 | 0 | 1 | Diesel |  | 1489 | 1110.3473 | 2021-12-17 | 0.00 | 2021-12-17 | 0.00 | 0 | 0 | 0 | 32.9029 | -117.217 | 1 | rooftop | 4075 | Sorrento Valley Blvd |  |  | San Diego | CA | San Diego County | 92121 | US | San Diego Geographic Information Source - JPA
APCD2006-PTO-982566 | Active | 2009-07-31 | [34H] California Certified Emergency Standby Engine | Commander Navy Region SW | Marvin Johnson | Naval Air Station North Island Coronado, CA | 92155 | O | INTERNAL COMBUSTION ENGINE: MAKE: CUMMINS. MODEL: QSM11-G2, SERIAL NO: 35106173, YEAR OF MANUFACTURE: 2004. DIESEL FUELED. EQUIPPED WITH TURBOCHARGER AND AFTERCOOLER. BHP RATING: 470 HP. DRIVES AN ELECTRICAL EMERGENCY GENERATOR RATED AT 300 KW. JFTNEWJAN2006 | 1 | 0 | 0 | 0 | 1 | Diesel | 300 | 470 | 300 | 2021-08-27 | 30.70 | 2022-06-24 | 35.60 | 4.9 | 1470 | 1.3353 | 32.6992 | -117.2096 | 1 | place |  |  |  |  | Coronado | CA | San Diego County | 92118 | US | TIGER/LineÂ® dataset from the US Census Bureau
APCD2006-PTO-982567 | Active | 2009-07-31 | [34H] California Certified Emergency Standby Engine | Commander Navy Region SW | Marvin Johnson | Naval Air Station North Island Coronado, CA | 92155 | O | INTERNAL COMBUSTION ENGINE:-MAKE: CUMMINS. MODEL: QSM11-G2. SERIAL NO: 35106174, YEAR OF MANUFACTURE: 2004. DIESEL FUELED. EQUIPPED WITH TURBOCHARGER AND AFTERCOOLER. BHP RATING: 470 HP. DRIVES AN ELECTRICAL EMERGENCY GENERATOR RATED AT 300 KW. JFTNEWJAN2006 | 1 | 0 | 0 | 0 | 1 | Diesel | 300 | 470 | 300 | 2021-07-29 | 143.10 | 2022-06-24 | 148.00 | 4.9 | 1470 | 1.3353 | 32.6992 | -117.2096 | 1 | place |  |  |  |  | Coronado | CA | San Diego County | 92118 | US | TIGER/LineÂ® dataset from the US Census Bureau
APCD2006-PTO-982568 | Active | 2009-07-31 | [34C] Emergency Standby Engine | SD City of Metro Wastewater Dept | Manager of Equipment | 10942 Roselle St San Diego, CA | 92121 | G | INTERNAL COMBUSTION ENGINE. MAKE: GENERAC-HINO, MODEL: 13.3GTA, EQUIPPED WITH TURBOCHARGER AND AFTERCOOLER. NATURAL GAS FUELED. BHP: 320 HP. DRIVES AN ELECTRICAL EMERGENCY GENERATOR RATED AT 200 KW. JFTNEWJUL1106 | 0 | 0 | 1 | 0 | 1 | Natural Gas | 200 | 320 | 200 | 2021-12-31 | 173.40 | 2022-04-06 | 180.30 | 6.9 | 1380 | 1.0022 | 32.9028 | -117.2269 | 1 | range_interpolation | 10942 | Roselle St |  |  | San Diego | CA | San Diego County | 92121 | US | TIGER/LineÂ® dataset from the US Census Bureau
APCD2006-PTO-982583 | Active | 2009-07-31 | [34C] Emergency Standby Engine | USN-Naval Base Point Loma (NBPL) Public Works Dept (PWD) |  | Guijarros Road, Bldg 539 San Diego, CA | 92106 | I | EMERGENCY STANDBY ENGINE: GENERAL MOTORS ENGINE, FUELED WITH PROPANE GAS, MODEL INDUSTRIAL POWERTRAIN VORTEC 8.1 LITER, S/N 8P1L09889 RATED AT 150 BHP DRIVING AN 80 KW GENERATOR. (982583-CCN-12/05) | 0 | 0 | 0 | 1 | 1 | Propane | 80 | 150 | 80 | 2021-11-18 | 130.10 | 2021-11-18 | 133.40 | 3.3 | 264 | 0.21751 | 32.7241 | -117.1709 | 0.5 | place |  |  |  |  | San Diego | CA | San Diego County | 92101 | US | TIGER/LineÂ® dataset from the US Census Bureau
APCD2006-PTO-982587 | Active | 2009-07-31 | [34W] Registered Engine (Rule 12) | Vividion Therapeutics | Jean Bemis | 5820 Nancy Ridge Drive San Diego, CA | 92121 | G | EMERGENCY DIESEL ENGINE GENERATOR: 140 HP JOHN DEERE DIESEL-FIRED ENGINE, MODEL 6059TF003, S/N CD6059T402299; DRIVING A KOHLER GENERATOR, MODEL 100ROZJ, S/N 658413. | 1 | 0 | 0 | 0 | 1 | Diesel |  | 140 | 104.398 | 2021-11-09 | 193.30 | 2021-11-09 | 207.30 | 14 | 1461.572 | 1.3277 | 32.8895 | -117.1913 | 1 | rooftop | 5820 | Nancy Ridge Dr |  |  | San Diego | CA | San Diego County | 92121 | US | San Diego Geographic Information Source - JPA
APCD2006-PTO-982610 | Active | 2009-07-31 | [34W] Registered Engine (Rule 12) | Wesley Palms | Maintenance Director | 2404 Loring St San Diego, CA | 92109 | I | EMERGENCY DIESEL ENGINE: JOHN DEERE MODEL 6081AF001, S/N: RG6081A030831, 300 BHP, MODEL YEAR 1997, DRIVING A KOHLER GENERATOR MODEL 180ROZJ. 982610-SJE-4/06 | 1 | 0 | 0 | 0 | 1 | Diesel |  | 300 | 223.71 | 2021-06-21 | 397.10 | 2022-09-16 | 413.40 | 16.3 | 3646.473 | 3.3124 | 32.8134 | -117.2293 | 1 | rooftop | 2404 | Loring St |  |  | San Diego | CA | San Diego County | 92109 | US | San Diego Geographic Information Source - JPA
APCD2006-PTO-982627 | Active | 2009-07-31 | [34W] Registered Engine (Rule 12) | Friendship Manor Nursing & Rehab Center | Facility Manager | 902 Euclid AV National City, CA | 91950 | Q | EMERGENCY DIESEL ENGINE: JOHN DEERE MODEL 6414TF001, S/N T06414T138969, 116 HP, DIESEL-FUELED, DRIVING A GENERATOR. 982627-SJE-4/06 | 1 | 0 | 0 | 0 | 1 | Diesel |  | 116 | 86.5012 | [5 empty] | 0 | 0 | 32.6814 | -117.0824 | 1 | rooftop | 902 | Euclid Ave |  |  | National City | CA | San Diego County | 91950 | US | San Diego Geographic Information Source - JPA
APCD2006-PTO-982645 | Active | 2009-07-31 | [34W] Registered Engine (Rule 12) | Wells Fargo | General Manager | 1350 Fashion Valley Rd San Diego, CA | 92108 | M | EMERGENCY DIESEL ENGINE: CATERPILLAR MODEL D334, S/N 92B1421, 255 HP, TURBOCHARGED, INTERCOOLED, DRIVING A GENERATOR. 982645-SJE-4/06 | 1 | 0 | 0 | 0 | 1 | Diesel |  | 255 | 190.1535 | [5 empty] | 0 | 0 | 32.7673 | -117.1716 | 1 | rooftop | 1350 | Fashion Valley Rd |  |  | San Diego | CA | San Diego County | 92108 | US | San Diego Geographic Information Source - JPA
APCD2006-PTO-982646 | Active | 2009-07-31 | [34H] California Certified Emergency Standby Engine | Alpine Fire Protection District | Fire Chief | 1340 Tavern Rd Alpine, CA | 91901 | H | INTERNAL COMBUSTION ENGINE. MAKE: JOHN DEERE. MODEL: 6068HF275. SERIAL NO: PE6068H493219. DIESEL FUELED, TURBOCHARGED. BHP RATING: 220 HP. DRIVES AN ELECTRICAL EMERGENCY GENERATOR RATED AT 164 KWJFT NEW JAN 2006 | 1 | 0 | 0 | 0 | 1 | Diesel | 164 | 220 | 164 | 2022-01-01 | 326.50 | 2022-01-01 | 330.80 | 4.3 | 705.2 | 0.6406 | 32.8382 | -116.7786 | 1 | range_interpolation | 1340 | Tavern Rd |  |  | Alpine | CA | San Diego County | 91901 | US | TIGER/LineÂ® dataset from the US Census Bureau
APCD2006-PTO-982653 | Active | 2009-07-31 | [34H] California Certified Emergency Standby Engine | COUNTY OF SAN DIEGO SHERIFFS DEPT |  | 17421 LYONS VALLEY RD JAMUL, CA | 91935 | R | Emergency engine: Cummins, Model QSJ5.9G-G1, S/N K200846133, rated at 76.9 bhp, propane fueled, EPA certified of engine family number LKCEXB05.9ARB, with air to fuel ratio controller, equipped with Miratech three-way catalyst: Model MN-08-03F-HSG-0, S/N MN-1458, driving a 50 KW generator. | 0 | 0 | 0 | 1 | 1 | Propane | 50 | 76.9 | 50 | 2021-06-10 | 1407.30 | 2021-06-10 | 1434.10 | 26.8 | 1340 | 1.104 | 32.7139 | -116.7717 | 1 | range_interpolation | 17421 | Lyons Valley Rd |  |  | Jamul | CA | San Diego County | 91935 | US | TIGER/LineÂ® dataset from the US Census Bureau
APCD2006-PTO-982654 | Active | 2009-07-31 | [34C] Emergency Standby Engine | County of San Diego Sheriffs Dept | General Manager | 3090 Buckman Springs Campo, CA | 91906 | R | EMERGENCY STANDBY ENGINE: GENERAL MOTORS ENGINE, FUELED WITH PROPANE GAS, MODEL INDUSTRIAL POWER TRAIN VORTEC 8.1 LITER, S/N: 8.1L-10195, RATED AT 162 BHP, DRIVING A 121 KW GENERATOR. | 0 | 0 | 0 | 1 | 1 | Propane | 121 | 162 | 121 | 2021-06-02 | 826.10 | 2022-03-22 | 859.30 | 33.2 | 4017.2 | 3.3098 | 32.7129 | -116.4954 | 1 | range_interpolation | 3090 | Buckman Springs Rd |  |  | Campo | CA | San Diego County | 91906 | US | TIGER/LineÂ® dataset from the US Census Bureau
APCD2006-PTO-982682 | Active | 2009-07-31 | [34W] Registered Engine (Rule 12) | USE Credit Union | Facility Manager | 10120 Pacific Heights Blvd San Diego, CA | 92121 | G | EMERGENCY DIESEL ENGINE: INTERNATIONAL / NAVISTAR MODEL GA305 , S/N WJ1307N, 305 HP, DIESEL-FUELED, DRIVING A GENERATOR. 982682-SJE-4/06 | 1 | 0 | 0 | 0 | 1 | Diesel |  | 305 | 227.4385 | 2021-12-31 | 284.90 | 2022-01-12 | 288.70 | 3.8 | 864.2663 | 0.78509 | 32.9015 | -117.1946 | 1 | rooftop | 10120 | Pacific Heights Blvd |  |  | San Diego | CA | San Diego County | 92121 | US | San Diego Geographic Information Source - JPA
APCD2006-PTO-982704 | Active | 2009-07-31 | [34W] Registered Engine (Rule 12) | Level 3 Communications, LLC | Mike Malak | 3180 University Ave., #500 San Diego, CA | 92104 | K | EMERGENCY ENGINE GENERATOR, 1100 HP CATERPILLAR ENGINE, MODEL 35008B, DIESEL FIRED, S/N 4GMO 0578. APPL# 982704 EFH 07/05 | 1 | 0 | 0 | 0 | 1 | Diesel |  | 1100 | 820.27 | 2021-12-29 | 291.00 | 2022-03-22 | 307.00 | 16 | 13124.32 | 11.922 | 32.7488 | -117.1256 | 1 | rooftop | 3180 | University Ave | Ste | 500 | San Diego | CA | San Diego County | 92104 | US | San Diego Geographic Information Source - JPA
APCD2006-PTO-982763 | Active | 2009-07-31 | [34H] California Certified Emergency Standby Engine | Icon Owners Association | Owner Manager | 321 10th Av San Diego, CA | 92101 | N | EMERGENCY STANDBY ENGINE: DETROIT DIESEL ENGINE, MODEL R163-7M36, S/N 53B2003097, RATED AT 1450 BHP, MODEL YEAR 2004, EPA TIER 1 CERTIFIED OF ENGINE FAMILY NUMBER 4DDXL35.8GRP, TURBOCHARGED, DRIVING A 1000 KW GENERATOR. (982763-CCN-10/06) | 1 | 0 | 0 | 0 | 1 | Diesel | 1000 | 1450 | 1000 | [5 empty] | 0 | 0 | 32.7088 | -117.1551 | 1 | rooftop | 321 | 10th Ave |  |  | San Diego | CA | San Diego County | 92101 | US | San Diego Geographic Information Source - JPA
APCD2006-PTO-982770 | Active | 2009-07-31 | [34W] Registered Engine (Rule 12) | MACY'S |  | 1702 CAMINO DEL RIO N SAN DIEGO, CA | 92108 | M | EMERGENCY STANDBY ENGINE: WAUKESHA MODEL 135GZ, S/N 1118664, UNKNOWN HP, NATURAL GAS-FUELED, DRIVING A 50 KW GENERATOR. 982770-SJE-4/06 | 0 | 0 | 1 | 0 | 1 | Natural Gas | 50 | Unknown | 50 | 2021-05-19 | 655.20 | 2022-09-01 | 655.20 | 0 | 0 | 0 | 32.769 | -117.1464 | 1 | rooftop | 1702 | Camino Del Rio N |  |  | San Diego | CA | San Diego County | 92108 | US | San Diego Geographic Information Source - JPA
APCD2006-PTO-982771 | Active | 2009-07-31 | [34W] Registered Engine (Rule 12) | Bloomingdales Inc | Manager Owner | 7057 Friars Road San Diego, CA | 92108 | M | EMERGENCY DIESEL ENGINE: JOHN DEERE MODEL 6059TF, S/N CD6059T250922, APPROX 107 HP, DRIVING AN 80 KW GENERATOR. 982771-SJE-4/06 | 1 | 0 | 0 | 0 | 1 | Diesel | 80 | 107 | 80 | 2021-08-30 | 226.60 | 2021-08-30 | 243.30 | 16.7 | 1336 | 1.2136 | 32.7687 | -117.1644 | 1 | rooftop | 7057 | Friars Rd |  |  | San Diego | CA | San Diego County | 92108 | US | San Diego Geographic Information Source - JPA
APCD2006-PTO-982773 | Active | 2009-07-31 | [34H] California Certified Emergency Standby Engine | Skyline Ranch Country Club | Stan Johnson | 18218 Paradise Mountain Rd Valley Center, CA | 92082 | B | EMERGENCY STANDBY ENGINE: CUMMINS DIESEL ENGINE, MODEL 4BTA3.9-G5, S/N 46470047, RATED AT 99 BHP, MODEL YEAR 2003, EPA TIER 1 CERTIFIED OF ENGINE FAMILY NUMBER 3CEXL0239AFA, TURBOCHARGED, AFTERCOOLED, DRIVING A 50 KW GENERATOR. (982773-CCN-4/06) | 1 | 0 | 0 | 0 | 1 | Diesel | 50 | 99 | 50 | 2022-03-29 | 596.70 | 2022-03-29 | 598.10 | 1.4 | 70 | 0.063588 | 33.2069 | -116.9501 | 1 | rooftop | 18218 | Paradise Mountain Rd |  |  | Valley Center | CA | San Diego County | 92082 | US | San Diego Geographic Information Source - JPA
APCD2006-PTO-982785 | Active | 2009-07-31 | [34W] Registered Engine (Rule 12) | Macy's | Dir Maint & Facilities | 3000 Plaza Bonita Rd National City, CA | 91950 | Q | EMERGENCY DIESEL ENGINE: WHITE MODEL D2300, S/N: 344324002300X260, UNKNOWN HP, DRIVING A 30 KW GENERATOR. 982785-SJE-4/06 | 1 | 0 | 0 | 0 | 1 | Diesel | 30 | Unknown | 30 | [5 empty] | 0 | 0 | 32.658 | -117.0663 | 1 | rooftop | 3000 | Plaza Bonita Rd |  |  | National City | CA | San Diego County | 91950 | US | San Diego Geographic Information Source - JPA
APCD2006-PTO-982807 | Active | 2009-07-31 | [34H] California Certified Emergency Standby Engine | Sharp Healthcare | Steven Hall | 8695 Spectrum Center Bl San Diego, CA | 92123 | J | Emergency Diesel Engine Generator: Caterpillar, Model C13, 531 BHP, S/N PW300334, Engine Family HCPXL12.5NYS, Tier 3 certified; driving a 350-kW emergency electrical generator. | 1 | 0 | 0 | 0 | 1 | Diesel | 350 | 531 | 350 | [5 empty] | 0 | 0 | 32.8253 | -117.1367 | 1 | rooftop | 8695 | Spectrum Center Blvd |  |  | San Diego | CA | San Diego County | 92123 | US | San Diego Geographic Information Source - JPA
APCD2006-PTO-982821 | Active | 2009-07-31 | [34H] California Certified Emergency Standby Engine | Garden Communities | Maintainance Manager | 8775 Costa Verde Bl San Diego, CA | 92122 | H | INTERNAL COMBUSTION ENGINE. MAKE: DETROIT DIESEL, MODEL: DDC 12.7L. SERIAL NUMBER: 06R0786398. BHP RATING: 430 HP. DIESEL FUELED. EQUIPPED WITH A TURBO-CHARGER AND AFTERCOOLER. DRIVES AN ELECTRICAL EMERGENCY GENERATOR RATED AT275 KW. JFT NEW AUG 30 06 | 1 | 0 | 0 | 0 | 1 | Diesel | 275 | 98 | 275 | [5 empty] | 0 | 0 | 32.8701 | -117.2158 | 1 | rooftop | 8775 | Costa Verde Blvd |  |  | San Diego | CA | San Diego County | 92122 | US | San Diego Geographic Information Source - JPA
APCD2006-PTO-982825 | Active | 2009-07-31 | [34H] California Certified Emergency Standby Engine | CA ST University San Marcos | Director EH&OS | 333 S Twin Oaks Valley Rd San Marcos, CA | 92078 | E | EMERGENCY STANDBY ENGINE: ONE (1) 757 BHP AB VOLVO-PENTA, MODEL D500 DIESEL FIRED ENGINE, S/N: 2160052587, WITH TURBOCHARGING AND AFTERCOOLING, DRIVING A 515 KW GENERATOR. 982825 EAD 5/15/06 | 1 | 0 | 0 | 0 | 1 | Diesel | 515 | 757 | 515 | [5 empty] | 0 | 0 | 33.1267 | -117.1551 | 1 | rooftop | 333 | S Twin Oaks Valley Rd S |  |  | San Marcos | CA | San Diego County | 92078 | US | San Diego Geographic Information Source - JPA
APCD2006-PTO-982834 | Active | 2009-07-31 | [34W] Registered Engine (Rule 12) | Aurora Behavioral Hospital | General Manager | 11878 Avenue of Industry San Diego, CA | 92128 | F | EMERGENCY STANDBY ENGINE: CUMMINS DIESEL ENGINE, MODELNTT855GS2, S/N: 30307257, RATED AT 535 BHP, TURBOCHARGED, AFTERCOOLED, DRIVING A GENERATOR. (982834-CCN-5/05) | 1 | 0 | 0 | 0 | 1 | Diesel |  | 535 | 398.9495 | 2022-03-30 | 364.25 | 2022-03-30 | 367.22 | 2.97 | 1184.88 | 1.0763 | 32.9916 | -117.0747 | 1 | rooftop | 11878 | Ave Of Industry |  |  | San Diego | CA | San Diego County | 92128 | US | San Diego Geographic Information Source - JPA
APCD2006-PTO-982865 | Active | 2009-07-31 | [34W] Registered Engine (Rule 12) | Suneva Medical Inc | Dale Camper | 5870 Pacific Center Bl San Diego, CA | 92121 | G | EMERGENCY STANDBY ENGINE: CUMMINS DIESEL ENGINE, MODEL LTA10-G1, S/N: B950570285, RATED AT 380 BHP, TURBOCHARGED, AFTERCOOLED, DRIVING A GENERATOR. (982865-CCN-4/05) 17 CCR 93115 SJE 01/06 | 1 | 0 | 0 | 0 | 1 | Diesel |  | 380 | 283.366 | 2021-10-27 | 411.90 | 2021-10-27 | 421.80 | 9.9 | 2805.3234 | 2.5483 | 32.9048 | -117.1925 | 1 | rooftop | 5870 | Pacific Center Blvd |  |  | San Diego | CA | San Diego County | 92121 | US | San Diego Geographic Information Source - JPA
APCD2006-PTO-982868 | Active | 2009-07-31 | [34H] California Certified Emergency Standby Engine | San Diego Gas & Electric | Environmental Operations | 5057 Greencraig Way San Diego, CA | 92123 | J | Emergency Diesel Engine Generator: John Deere, Model 6068HFG82 rated at 284 bhp, S/N PE6068N012298, Engine Family: JJDXL06.8120, EPA Tier 3 certified engine; driving a 180-kW emergency electrical generator. | 1 | 0 | 0 | 0 | 1 | Diesel | 180 | 284 | 180 | 2021-07-08 | 31.10 | 2021-07-08 | 41.60 | 10.5 | 1890 | 1.7169 | 32.8281 | -117.1229 | 1 | range_interpolation | 5057 | Greencraig Way |  |  | San Diego | CA | San Diego County | 92123 | US | TIGER/LineÂ® dataset from the US Census Bureau
APCD2006-PTO-982875 | Active | 2009-07-31 | [34W] Registered Engine (Rule 12) | Clear Channel Communications | Chief Engineer | 5806 Old Memory Ln San Diego, CA | 92114 | N | EMERGENCY ENGINE GENERATOR, 166 HP CUMMINS DIESEL ENGINE MODEL 6CTA-8.3; S/N: 44321417. APPL# 982875 EFH 0905 | 1 | 0 | 0 | 0 | 1 | Diesel |  | 166 | 123.7862 | [5 empty] | 0 | 0 | 32.7191 | -117.0721 | 1 | range_interpolation | 5806 | Old Memory Ln |  |  | San Diego | CA | San Diego County | 92114 | US | TIGER/LineÂ® dataset from the US Census Bureau
APCD2006-PTO-982878 | Active | 2009-07-31 | [34W] Registered Engine (Rule 12) | Carmel Mt Rehabilitation & Healthcare | Facility Manager | 11895 Avenue of Industry San Diego, CA | 92128 | F | EMERGENCY DIESEL ENGINE: CUMMINS CAL PACIFIC MODEL 6BT-5.9 S/N 44260404, 135 HP, DIESEL-FUELED, DRIVING A GENERATOR. 982878-SJE-4/06 (984712 9/06) | 1 | 0 | 0 | 0 | 1 | Diesel |  | 135 | 100.6695 | 2022-03-30 | 719.00 | 2022-03-30 | 721.30 | 2.3 | 231.5398 | 0.21033 | 32.9907 | -117.074 | 1 | rooftop | 11895 | Ave Of Industry |  |  | San Diego | CA | San Diego County | 92128 | US | San Diego Geographic Information Source - JPA
APCD2006-PTO-982894 | Active | 2009-07-31 | [34H] California Certified Emergency Standby Engine | Kusi TV | Facility Manager | 4575 Viewridge Av San Diego, CA | 92123 | J | EMERGENCY STANDBY ENGINE: CATERPILLAR DIESEL ENGINE, MODEL 3406, S/N 4ZRO7060, RATED AT 599 BHP, MODEL YEAR 2000, EPA CERTIFIED OF ENGINE FAMILY NUMBER YCPXL14.6MRJ, TURBOCHARGED, DRIVING A 325 KW GENERATOR. (982894-CCN-7/05) | 1 | 0 | 0 | 0 | 1 | Diesel | 325 | 599 | 325 | 2021-09-10 | 98.00 | 2021-09-10 | 100.00 | 2 | 650 | 0.59046 | 32.8233 | -117.1229 | 1 | rooftop | 4575 | Viewridge Ave |  |  | San Diego | CA | San Diego County | 92123 | US | San Diego Geographic Information Source - JPA
APCD2006-PTO-982902 | Active | 2009-07-31 | [34W] Registered Engine (Rule 12) | Las Villas Del Norte | Audra Bristol | 1325 Las Villas Way Escondido, CA | 92026 | B | INTERNAL COMBUSTION ENGINE. MAKE: CUMMINS. MODEL: 4B-3.9. SERIAL NO.: 44145602. BHP RATING: 61 HP. DIESEL FUELED. DRIVES AN ELECTRICAL EMERGENCY GENERATOR. (984651 8/06) JFTNEWJUN2405 | 1 | 0 | 0 | 0 | 1 | Diesel |  | 61 | 45.4877 | 2022-02-01 | 0.00 | 2022-02-01 | 0.00 | 0 | 0 | 0 | 33.1389 | -117.0951 | 1 | rooftop | 1325 | Las Villas Way |  |  | Escondido | CA | San Diego County | 92026 | US | San Diego Geographic Information Source - JPA
APCD2006-PTO-982904 | Active | 2009-07-31 | [34H] California Certified Emergency Standby Engine | King Schools Inc | General Manager | 3840 Calle Fortunada San Diego, CA | 92123 | J | EMERGENCY DIESEL ENGINE: JOHN DEERE, MODEL 3029TF270, 64 BHP, DIESEL-FIRED, TURBOCHARGED, MANUFACTURE YEAR 2004, S/N: PE3029T456455S/N, CARB CERT 3 U-R-004-0165, ENGINE FAMILY: 5JDXL02.9050, DRIVING A 48KW GENERATOR, S/N: 2041145. 982904-SJE-03/14/06 | 1 | 0 | 0 | 0 | 1 | Diesel | 48 | 64 | 48 | 2022-01-01 | 303.80 | 2022-01-01 | 318.40 | 14.6 | 700.8 | 0.6366 | 32.8117 | -117.1221 | 1 | rooftop | 3840 | Calle Fortunada |  |  | San Diego | CA | San Diego County | 92123 | US | San Diego Geographic Information Source - JPA
APCD2006-PTO-982935 | Active | 2009-07-31 | [34W] Registered Engine (Rule 12) | Radio 1210 Inc | Owner Manager | 3951 Canyon De Oro Drive Encinitas, CA | 92024 | E | EMERGENCY DIESEL ENGINE: CUMMINS MODEL 4BT3.9-G-2, S/N 4544-3267, 75 HP, DRIVING A 50 KW GENERATOR (ONAN MODEL 50DGCA). 982935-SJE-4/06 | 1 | 0 | 0 | 0 | 1 | Diesel | 50 | 75 | 50 | 2022-01-01 | 633.20 | 2022-01-01 | 635.10 | 1.9 | 95 | 0.086297 | 33.0697 | -117.1938 | 0.86 | nearest_rooftop_match | 3995 | Canyon De Oro |  |  | Encinitas | CA | San Diego County | 92024 | US | San Diego Geographic Information Source - JPA
APCD2006-PTO-982962 | Active | 2009-07-31 | [34H] California Certified Emergency Standby Engine | Park Laurel Owners Association | General Manager | 2500 6th Av San Diego, CA | 92103 | M | EMERGENCY STANDBY ENGINE: ONE (1) 462 BHP AB VOLVO PENTA ENGINE MODEL D30012.1 A65, DIESEL FUEL FIRED, WITH TURBOCHARGING, S/N 5312001902. DRIVING A KOHLER MODEL 300 REOZV GENERATOR (PHASE II ENGINE OF SOUTH TOWER), CARB#U-R-014-0074, EPA# VPX-NR7-04-04 982962 EAD 2/13/06 | 1 | 0 | 0 | 0 | 1 | Diesel |  | 462 | 344.5134 | 2021-10-12 | 198.30 | 2021-10-12 | 205.00 | 6.7 | 2308.2398 | 2.0968 | 32.7317 | -117.1599 | 1 | rooftop | 2500 | 6th Ave |  |  | San Diego | CA | San Diego County | 92103 | US | San Diego Geographic Information Source - JPA
APCD2006-PTO-982966 | Active | 2009-07-31 | [34H] California Certified Emergency Standby Engine | National City Fire Department Headquarter #34 | Fire Chief | 333 E 16th St National City, CA | 91950 | Q | EMERGENCY STANDBY ENGINE: JOHN DEERE DIESEL ENGINE, MODEL 6068HF275, S/N: PE6068H402445, RATED AT 250 BHP, MODEL YEAR 2004, EPA TIER 2 CERTIFIED OF ENGINE FAMILY NUMBER 4JDXL06.8038, TURBOCHARGED, DRIVING A 187 KW GENERATOR (982966-CCN-12/05) | 1 | 0 | 0 | 0 | 1 | Diesel | 187 | 250 | 187 | 2021-10-21 | 278.20 | 2021-10-21 | 279.20 | 1 | 187 | 0.16987 | 32.67 | -117.1009 | 1 | range_interpolation | 333 | E 16th St |  |  | National City | CA | San Diego County | 91950 | US | TIGER/LineÂ® dataset from the US Census Bureau
APCD2006-PTO-982980 | Active | 2009-07-31 | [34W] Registered Engine (Rule 12) | Vista Knoll Specialized Care | Maintenance Director | 2000 Westwood Rd Vista, CA | 92083 | C | EMERGENCY DIESEL ENGINE: CUMMINS MODEL 6CTA-8.3 , S/N 44300030, 207 HP, DIESEL-FUELED, DRIVING A GENERATOR. 982980-SJE-4/06 | 1 | 0 | 0 | 0 | 1 | Diesel |  | 207 | 154.3599 | 2022-01-01 | 1071.60 | 2022-01-01 | 1082.80 | 11.2 | 1728.8309 | 1.5705 | 33.1913 | -117.2864 | 1 | rooftop | 2000 | Westwood Rd |  |  | Vista | CA | San Diego County | 92083 | US | San Diego Geographic Information Source - JPA
APCD2006-PTO-982999 | Active | 2009-07-31 | [34W] Registered Engine (Rule 12) | UTC LLC | General Manager | 4545 La Jolla Village Dr San Diego, CA | 92122 | H | EMERGENCY DIESEL ENGINE: JOHN DEERE MODEL 313438T, S/N: 13438T, 55.3 HP, DRIVING A GENERATOR. 982999-SJE-4/06 | 1 | 0 | 0 | 0 | 1 | Diesel |  | 55.3 | 41.2372 | 2021-08-30 | 235.50 | 2021-08-30 | 236.30 | 0.8 | 32.9898 | 0.029968 | 32.8716 | -117.2105 | 1 | rooftop | 4545 | LA Jolla Village Dr |  |  | San Diego | CA | San Diego County | 92122 | US | San Diego Geographic Information Source - JPA
APCD2006-PTO-983018 | Active | 2009-07-31 | [34H] California Certified Emergency Standby Engine | SNH Medical Office Properties Trust | EHS Department | 3030 & 3050 Science Park Drive San Diego, CA | 92121 | G | INTERNAL COMBUSTION ENGINE. MAKE: CATERPILLAR, MODEL: 3412C. SERIAL NO.:TFT00391. YEAR OF MANUFACTURE: 2005. DIESEL FUELED. EQUIPPED WITH A TURBO-CHARGER AND INTER COOLER. BHP RATING: 1186 HP. DRIVES AN ELECTRICAL EMERGENCY GENERATOR RATED AT 800 KW. JFTNEWAUG1806 | 1 | 0 | 0 | 0 | 1 | Diesel | 800 | 1186 | 800 | 2021-11-12 | 91.00 | 2021-11-12 | 96.00 | 5 | 4000 | 3.6336 | 32.6673 | -117.056 | 0.66 | nearest_rooftop_match | 2992 | Doria Way |  |  | San Diego | CA | San Diego County | 92139 | US | San Diego Geographic Information Source - JPA
APCD2006-PTO-983032 | Active | 2009-07-31 | [34W] Registered Engine (Rule 12) | Boulder Creek Post Acute | Greg Erickson | 12696 Monte Vista Rd Poway, CA | 92064 | F | EMERGENCY ENGINE GENERATOR, 330 HP CHRYSLER NATURAL GAS WITH PROPANE BACKUP ENGINE, MODEL H225, S/N E-580303. APPL# 983032 EFH 09/05 | 0 | 0 | 1 | 1 | 2 | Natural Gas |  | 330 | 246.081 | 2022-04-19 | 1184.44 | 2022-04-19 | 1185.02 | 0.58 | 142.727 | 0.10366 | 32.9952 | -117.0542 | 1 | rooftop | 12696 | Monte Vista Rd |  |  | Poway | CA | San Diego County | 92064 | US | San Diego Geographic Information Source - JPA
APCD2006-PTO-983033 | Active | 2009-07-31 | [34W] Registered Engine (Rule 12) | Absorption Systems Inc | Jeff Lyons | 7901 Vickers St San Diego, Ca | 92111 | M | EMERGENCY ENGINE GENERATOR, 160 WAKESHA NATURAL GAS ENGINE, MODEL F817G8,S/N 194606.APPL# 983033 EFH 0905 | 0 | 0 | 1 | 0 | 1 | Natural Gas |  | Unknown | Unknown | 2021-07-22 | 1049.40 | 2021-07-22 | 1050.70 | 1.3 | #VALUE! | 0 | 32.8269 | -117.1515 | 1 | rooftop | 7901 | Vickers St |  |  | San Diego | CA | San Diego County | 92111 | US | San Diego Geographic Information Source - JPA
APCD2006-PTO-983046 | Active | 2009-07-31 | [34H] California Certified Emergency Standby Engine | Legoland California LLC | Facility Manager | One Legoland Dr Carlsbad, CA | 92008 | C | EMERGENCY STANDBY ENGINE: JOHN DEERE DIESEL ENGINE, MODEL 3029TF270, S/NPE3029T463625, RATED AT 64 BHP, MODEL YEAR 2004, EPA TIER 2 CERTIFIED OF ENGINE FAMILY NUMBER 4JDXL02.9018, TURBO CHARGED, DRIVING A 48 KW GENERATOR(983046-CCN-3/06) | 1 | 0 | 0 | 0 | 1 | Diesel | 48 | 64 | 48 | 2022-02-11 | 6.30 | 2022-02-11 | 6.30 | 0 | 0 | 0 | 33.1442 | -117.3194 | 1 | place |  |  |  |  | Carlsbad | CA | San Diego County | 92008 | US | TIGER/LineÂ® dataset from the US Census Bureau
APCD2006-PTO-983050 | Active | 2009-07-31 | [34W] Registered Engine (Rule 12) | Courtyard San Diego Downtown | General Mgr | 530 Broadway San Diego, CA | 92101 | N | EMERGENCY ENGINE GENERATOR, 535 HP JOHN DEERE ENGINE, DIESEL FIRED, MODEL R66076TF-00, S/N R66076T106022 APPL# 983050 EFH 08/05 | 1 | 0 | 0 | 0 | 1 | Diesel |  | 535 | 398.9495 | [5 empty] | 0 | 0 | 32.716 | -117.1596 | 1 | rooftop | 530 | Broadway |  |  | San Diego | CA | San Diego County | 92101 | US | San Diego Geographic Information Source - JPA
APCD2006-PTO-983051 | Active | 2009-07-31 | [34W] Registered Engine (Rule 12) | Courtyard San Diego Downtown | General Mgr | 530 Broadway San Diego, CA | 92101 | N | EMERGENCY ENGINE GENERATOR, 293 HP CUMMINS ENGINE, DIESEL FIRED, MODEL NT855PG355, S/N 753712 APPL# 983051 EFH 08/05 | 1 | 0 | 0 | 0 | 1 | Diesel |  | 293 | 218.4901 | [5 empty] | 0 | 0 | 32.716 | -117.1596 | 1 | rooftop | 530 | Broadway |  |  | San Diego | CA | San Diego County | 92101 | US | San Diego Geographic Information Source - JPA
APCD2006-PTO-983055 | Active | 2009-07-31 | [34W] Registered Engine (Rule 12) | Escondido Silvercrest Residences | General Manager | 1303 Las Villas Wy Escondido, CA | 92026 | B | EMERGENCY ENGINE GENERATOR, 277 HP CUMMINS ENGINE, DIESEL FIRED, MODEL 6CTA8.3G, S/N 45817395. APPL# 983055 EFH 07/05 | 1 | 0 | 0 | 0 | 1 | Diesel |  | 277 | 206.5589 | 2022-02-02 | 380.70 | 2022-02-02 | 381.70 | 1 | 206.5589 | 0.18764 | 33.1403 | -117.0944 | 1 | range_interpolation | 1303 | Las Villas Way |  |  | Escondido | CA | San Diego County | 92026 | US | TIGER/LineÂ® dataset from the US Census Bureau
APCD2006-PTO-983069 | Active | 2009-07-31 | [34W] Registered Engine (Rule 12) | Casa Palmera Care Center |  | 14750 El Camino Real Del Mar, CA | 92014 | E | EMERGENCY ENGINE GENERATOR, 166 HP CUMMINS DIESEL ENGINE MODEL 6BT5.9-G2, S/N 4488105. APP# 983069 EFH 1005 | 1 | 0 | 0 | 0 | 1 | Diesel |  | 166 | 123.7862 | [5 empty] | 0 | 0 | 32.9839 | -117.226 | 1 | rooftop | 14750 | El Camino Real |  |  | Del Mar | CA | San Diego County | 92014 | US | San Diego Geographic Information Source - JPA
APCD2006-PTO-983070 | Active | 2009-07-31 | [34W] Registered Engine (Rule 12) | Aviara Health Care Center | Maintenance Director | 944 Regal Rd Encinitas, CA | 92024 | E | EMERGENCY ENGINE GENERATOR, 61 HP PERKINS DIESEL ENGINE, MODEL 4.154, S/N GA-51600T. APPL# 983070 EFH 0905 | 1 | 0 | 0 | 0 | 1 | Diesel |  | 61 | 45.4877 | 2022-01-01 | 511.90 | 2022-01-01 | 522.00 | 10.1 | 459.4258 | 0.41734 | 33.0403 | -117.2827 | 1 | rooftop | 944 | Regal Rd |  |  | Encinitas | CA | San Diego County | 92024 | US | San Diego Geographic Information Source - JPA
APCD2006-PTO-983088 | Active | 2009-07-31 | [34H] California Certified Emergency Standby Engine | Hologic | Jerome Hannah | 10210 Genetic Center Dr San Diego, CA | 92121 | G | EMERGENCY STANDBY ENGINE: DETROIT DIESEL ENGINE, MODEL T123-7M36, S/N 5262001833, RATED AT 2200 BHP, MODEL YEAR 2004, EPA TIER 1 CERTIFIED OF ENGINE FAMILY NUMBER 4DDXL65.0GTP, TURBOCHARGED, AFTERCOOLED, DRIVING A 1640 KW GENERATOR. (983088-CCN-4/06) | 1 | 0 | 0 | 0 | 1 | Diesel | 640 | 2200 | 640 | 2021-12-02 | 277.30 | 2021-12-02 | 293.70 | 16.4 | 10496 | 9.5345 | 32.9055 | -117.1832 | 1 | rooftop | 10210 | Genetic Center Dr |  |  | San Diego | CA | San Diego County | 92121 | US | San Diego Geographic Information Source - JPA
APCD2006-PTO-983121 | Active | 2009-07-31 | [34W] Registered Engine (Rule 12) | Pacifica East Lake LLC | Mike McCoy | 760 E Bobier Drive Vista, CA | 92084 | B | INTERNAL COMBUSTION ENGINE. MAKE: GENERAC HINO. MODEL 59089. S/N 114111-1680. BHP RATING: 217 HP. DIESEL FUELED. DRIVES AN ELECTRICAL EMERGENCY GENERATOR RATED AT 130 KW. JFTNEWJUN2405 (984659 8/06) | 1 | 0 | 0 | 0 | 1 | Diesel | 130 | 80 | 130 | 2022-03-22 | 806.10 | 2022-03-22 | 807.20 | 1.1 | 143 | 0.1299 | 33.2187 | -117.2333 | 1 | rooftop | 760 | E Bobier Dr |  |  | Vista | CA | San Diego County | 92084 | US | San Diego Geographic Information Source - JPA
APCD2006-PTO-983137 | Active | 2009-07-31 | [34W] Registered Engine (Rule 12) | HILTON SAN DIEGO DEL MAR |  | 15575 JIMMY DURANTE BL DEL MAR, CA | 92014 | E | EMERGENCY ENGINE GENERATOR, 355 CUMMINS DIESEL ENGINE MODEL NT855-G2, S/N30312975. APPL# 983137 EFH 0905 | 1 | 0 | 0 | 0 | 1 | Diesel |  | Unknown | Unknown | 2022-01-01 | 577.20 | 2022-01-01 | 579.40 | 2.2 | #VALUE! | 0 | 32.9783 | -117.2551 | 1 | rooftop | 15575 | Jimmy Durante Blvd |  |  | Del Mar | CA | San Diego County | 92014 | US | San Diego Geographic Information Source - JPA
APCD2006-PTO-983147 | Active | 2009-07-31 | [34H] California Certified Emergency Standby Engine | Padre Dam Municipal Water District | Facility Manager | 1037 Old Mountain View Rd El Cajon, CA | 92021 | L | EMERGENCY STANDBY ENGINE: DETROIT DIESEL ENGINE, MODEL 6063-HK35, S/N06RO821097, RATED AT 550 BHP, MODEL YEAR 2004, EPA TIER 2 CERTIFIED OF ENGINE FAMILY NUMBER 4DDXL14.0VLD, TURBOCHARGED, DRIVING A 410 KW GENERATOR(983147-CCN-12/05) | 1 | 0 | 0 | 0 | 1 | Diesel | 410 | 550 | 410 | 2021-11-08 | 236.10 | 2021-11-08 | 244.70 | 8.6 | 3526 | 3.203 | 32.8261 | -116.8478 | 0.9 | range_interpolation | 1037 | Old Mountain View Rd |  |  | El Cajon | CA | San Diego County | 92021 | US | TIGER/LineÂ® dataset from the US Census Bureau
APCD2006-PTO-983152 | Active | 2009-07-31 | [34C] Emergency Standby Engine | Vons #2079 | Store Manager | 11986 Bernardo Plaza Dr San Diego, CA | 92128 | F | INTERNAL COMBUSTION ENGINE. MAKE: GENERAL MOTORS. MODEL: 4.3L. SERIAL NO: A9046. BHP RATING: 54 HP. NATURAL GAS FUELED. EQUIPPED WITH A 3 WAY CATALYTIC CONVERTER AND AN AIR TO FUEL RATIO CONTROLLER. DRIVES AN ELECTRICAL EMERGENCY GENERATOR RATED AT 40 KW. (J.Talavera NEW Aug 09 2005) | 0 | 0 | 1 | 0 | 1 | Natural Gas | 40 | 46 | 40 | 2022-03-04 | 738.10 | 2022-03-04 | 741.20 | 3.1 | 124 | 0.090056 | 33.0207 | -117.0726 | 1 | rooftop | 11986 | Bernardo Plaza Dr |  |  | San Diego | CA | San Diego County | 92128 | US | San Diego Geographic Information Source - JPA
APCD2006-PTO-983188 | Active | 2009-07-31 | [34C] Emergency Standby Engine | Vons #1797 | Facility Manager | 4627 Carmel Mountain Rd San Diego, CA | 92130 | M | INTERNAL COMBUSTION ENGINE. MAKE: KATOLIGHT, MODEL: NL45FPG, SERIAL NO.: LM645423-725869-9. BHP RATING: 60 HP. NATURAL GAS FUELED. EQUIPPED WITH A CATALYTIC CONVERTER AND AN AIR TO FUEL RATIO CONTROLLER. DRIVES AN ELECTRICAL EMERGENCY GENERATOR RATED AT 45 KW. JFTNEWOCT0406 | 0 | 0 | 1 | 0 | 1 | Natural Gas | 45 | 60 | 45 | 2021-12-31 | 277.60 | 2022-08-08 | 304.90 | 27.3 | 1228.5 | 0.89221 | 32.9209 | -117.2151 | 0.89 | nearest_rooftop_match | 4639 | Carmel Mountain Rd |  |  | San Diego | CA | San Diego County | 92130 | US | San Diego Geographic Information Source - JPA
APCD2006-PTO-983213 | Active | 2009-07-31 | [34W] Registered Engine (Rule 12) | Embassy Suites Hotel | General Manager | 4550 La Jolla Village Dr San Diego, CA | 92122 | H | INTERNAL COMBUSTION ENGINE. MAKE: CUMMINS. MODEL: NT855-G2. SERIAL NO.: 11551740. BHP RATING: 355 HP. DIESEL FUELED. EQUIPPED WITH A TURBOCHARGER. DRIVES AN ELECTRICAL EMERGENCY GENERATOR. JFT NEW JUL1905 17CCR93115 SJE06/06 | 1 | 0 | 0 | 0 | 1 | Diesel |  | 40 | 29.828 | 2021-12-31 | 112.40 | 2022-06-10 | 122.00 | 9.6 | 286.3488 | 0.26012 | 32.8747 | -117.2087 | 1 | rooftop | 4550 | LA Jolla Village Dr |  |  | San Diego | CA | San Diego County | 92122 | US | San Diego Geographic Information Source - JPA
APCD2006-PTO-983214 | Active | 2009-07-31 | [34W] Registered Engine (Rule 12) | Coast Center for Orthoscopic & Arthroscopic Surgery LLC | Robert Gladson | 3444 Kearny Villa Rd #100 San Diego, CA | 92123 | J | EMERGENCY STANDBY ENGINE: PERKINS DIESEL ENGINE, MODEL 1506/1800, S/N LJ70296 *U832546C*, RATED AT 83.8 BHP. DRIVING A 50 KW GENERATOR. (983214-CCN-8/05) | 1 | 0 | 0 | 0 | 1 | Diesel | 50 | 83.8 | 50 | 2021-09-17 | 473.90 | 2021-09-17 | 479.50 | 5.6 | 280 | 0.25435 | 32.8058 | -117.1504 | 1 | rooftop | 3444 | Kearny Villa Rd | Ste | 100 | San Diego | CA | San Diego County | 92123 | US | San Diego Geographic Information Source - JPA
APCD2006-PTO-983218 | Active | 2009-07-31 | [34H] California Certified Emergency Standby Engine | San Diego County Water Authority | Facility Manager | 12298 Alemania Rd San Diego, CA | 92131 | F | INTERNAL COMBUSTION ENGINE. MAKE: JOHN DEERE. MODEL: 6068HF275, SERIAL NO.:PE6068H508557. YEAR OF MANUFACTURE: 2005. DIESEL FUELED. BHP RATING: 220 HP EQUIPPED WITH TURBOCHARGER. DRIVES AN ELECTRIC EMERGENCY GENERATOR RATED AT 135 KWJFTNEWJUN1606 | 1 | 0 | 0 | 0 | 1 | Diesel | 135 | 220 | 135 | 2022-07-05 | 269.00 | 2022-07-05 | 272.70 | 3.7 | 499.5 | 0.45374 | 32.938 | -117.1119 | 0.85 | nearest_rooftop_match | 12352 | Alemania Rd |  |  | San Diego | CA | San Diego County | 92129 | US | San Diego Geographic Information Source - JPA
APCD2006-PTO-983227 | Active | 2009-07-31 | [34H] California Certified Emergency Standby Engine | Padre Dam Municipal Water District | Facility Manager | 14665 El Monte Rd Lakeside, CA | 92040 | H | EMERGENCY STANDBY ENGINE: CATERPILLAR DIESEL ENGINE, MODEL 3516B DITA, S/N 6HN00908, RATED AT 2885 BHP, MODEL YEAR 2001, EPA TIER 1 CERTIFIED OF ENGINE FAMILY NUMBER 1CPXL78.1ERK, TURBOCHARGED, AFTERCOOLED, DRIVING A 2000 KW GENERATOR. (983227-CCN-10/05) | 1 | 0 | 0 | 0 | 1 | Diesel | 2000 | 2885 | 2000 | 2022-01-01 | 201.00 | 2022-01-01 | 203.00 | 2 | 4000 | 3.6336 | 32.8721 | -116.8752 | 1 | rooftop | 14665 | El Monte Rd |  |  | Lakeside | CA | San Diego County | 92040 | US | San Diego Geographic Information Source - JPA
APCD2006-PTO-983233 | Active | 2009-07-31 | [34H] California Certified Emergency Standby Engine | Golden Hill Post - Acute | Ulysses Abad | 1201 34th St. San Diego, CA | 92102 | S | Emergency Diesel Engine: Isuzu, Model BR-4JJ1X, 95.2 bhp rated, S/N 4JJ1-269016, Model Year 2019, Tier 4 certified of Engine Family Number KSZXL03.0RXB, driving a 56- kW emergency electrical generator. 0.3-ft diameter exhaust stack located 8.0 ft. above ground. | 1 | 0 | 0 | 0 | 1 | Diesel | 56 | 95.2 | 56 | [5 empty] | 0 | 0 | 32.7182 | -117.1204 | 1 | rooftop | 1201 | 34th St |  |  | San Diego | CA | San Diego County | 92102 | US | San Diego Geographic Information Source - JPA
APCD2006-PTO-983256 | Active | 2009-07-31 | [34W] Registered Engine (Rule 12) | POWAY SURGERY CENTER |  | 15525 POMERADO RD #E2 POWAY, CA | 92064 | F | EMERGENCY ENGINE GENERATOR, 134 HP HERCULES DIESEL ENGINE MODEL D4800TX196,S/N 4022201 APPL# 983256 EFH 0905 | 1 | 0 | 0 | 0 | 1 | Diesel |  | 134 | 99.9238 | 2022-04-19 | 865.30 | 2022-04-19 | 867.30 | 2 | 199.8476 | 0.18154 | 32.9948 | -117.0573 | 1 | rooftop | 15525 | Pomerado Rd | Ste | E2 | Poway | CA | San Diego County | 92064 | US | San Diego Geographic Information Source - JPA
APCD2006-PTO-983264 | Active | 2009-07-31 | [34H] California Certified Emergency Standby Engine | Otay Water District | Facility Manager | 571 Coastal Hills (LOT GGG) Chula Vista, CA | 91914 | Q | EMERGENCY STANDYBY ENGINE: 471 BHP CATERPILLAR MODEL 3456 DITA DIESEL FIRED ENGINE WITH TURBOCHARGING AND AFTERCOOLING, S/N 3PG01581, DRIVING A300 KW GENERATOR TIER 11 -2005; EPA # CPX-NR7-04-08; CARB # U-R-001-0238983264 EAD 031006 | 1 | 0 | 0 | 0 | 1 | Diesel | 300 | 471 | 300 | 2022-04-05 | 122.00 | 2022-04-05 | 123.00 | 1 | 300 | 0.27252 | 32.6682 | -116.9445 | 0.9 | range_interpolation | 571 | Coastal Hills Dr | Lot | GGG | Chula Vista | CA | San Diego County | 91914 | US | TIGER/LineÂ® dataset from the US Census Bureau
APCD2006-PTO-983317 | Active | 2009-07-31 | [34H] California Certified Emergency Standby Engine | The Home Depot | Store Mgr | 12185 Carmel Mountain Rd San Diego, CA | 92128 | F | INTERNAL COMBUSTION ENGINE. MAKE: JOHN DEERE. MODEL: 6068HF275. SERIAL NO. PE6068H478941. YEAR OF MANUFACTURE: 2005. DIESEL FUELED, BHP: 220 HP. EQUIPPED WITH TURBOCHARGER, DRIVES AN ELECTRICAL EMERGENCY GENERATOR RATED AT 135 KW (SERIAL NO. 2050021). JFTNEWJUL1106 | 1 | 0 | 0 | 0 | 1 | Diesel | 135 | 220 | 135 | 2022-04-15 | 293.70 | 2022-04-15 | 295.50 | 1.8 | 243 | 0.22074 | 32.9845 | -117.0747 | 1 | rooftop | 12185 | Carmel Mountain Rd |  |  | San Diego | CA | San Diego County | 92128 | US | San Diego Geographic Information Source - JPA
APCD2006-PTO-983346 | Active | 2009-07-31 | [34H] California Certified Emergency Standby Engine | San Ysidro Health | James Tuggle | 31115 HY 94 Campo, CA | 91906 | R | EMERGENCY STANDBY ENGINE: CUMMINS DIESEL ENGINE, MODEL 4BTA3.9-G5, S/N J050838278, RATED AT 99 BHP, MODEL YEAR 2005, EPA TIER 2 CERTIFIED OF ENGINE FAMILY NUMBER 5CEXL0239AAG, TURBOCHARGED, AFTERCOOLED, DRIVING A 40 KW GENERATOR. (983346-CCN-12/05) | 1 | 0 | 0 | 0 | 1 | Diesel | 40 | 99 | 40 | 2021-05-06 | 206.00 | 2022-05-10 | 215.10 | 9.1 | 364 | 0.33066 | 32.6261 | -116.4683 | 0.5 | place |  |  |  |  | Campo | CA | San Diego County | 91906 | US | TIGER/LineÂ® dataset from the US Census Bureau
APCD2006-PTO-983373 | Active | 2009-07-31 | [34W] Registered Engine (Rule 12) | Escondido Operations LP dba Westmont Town Court |  | 500 E Valley Parkway Escondido, CA | 92025 | D | INTERNAL COMBUSTION ENGINE: MAKE: CUMMINS, MODEL: 6BT-5.9, SERIAL NO.:44239576. BHP RATING: 134 HP. DIESEL FUELED. ENGINE DRIVES AN ELECTRICAL EMERGENCY GENERATOR (DMT, MODEL 80C, APP. OUTPUT OF 95 KW) | 1 | 0 | 0 | 0 | 1 | Diesel | 95 | 76 | 95 | 2021-06-15 | 28.10 | 2021-06-15 | 32.70 | 4.6 | 437 | 0.39697 | 33.1268 | -117.0765 | 1 | rooftop | 500 | E Valley Pkwy E |  |  | Escondido | CA | San Diego County | 92025 | US | San Diego Geographic Information Source - JPA
APCD2006-PTO-983376 | Active | 2009-07-31 | [34H] California Certified Emergency Standby Engine | Otay Water District | Robert Scholl | 1230 Eastlake Py Chula Vista, CA | 91915 | R | EMERGENCY STANDBY ENGINE: CATERPILLAR DIESEL ENGINE, MODEL 3516B DITA, S/N GZS00307, RATED AT 2848 BHP, MODEL YEAR 2005, EPA TIER 2 CERTIFIED OF ENGINE FAMILY NUMBER 5CPXL78.1ERK, TURBOCHARGED, AFTERCOOLED, DRIVING A2000 KW GENERATOR. (983376-CCN-3/06) | 1 | 0 | 0 | 0 | 1 | Diesel | 2000 | 2848 | 2000 | 2022-03-30 | 73.70 | 2022-03-30 | 74.10 | 0.4 | 800 | 0.72671 | 32.6377 | -116.9687 | 0.9 | nearest_rooftop_match | 1228 | Eastlake Pkwy |  |  | Chula Vista | CA | San Diego County | 91915 | US | Sandoval
APCD2006-PTO-983410 | Active | 2009-07-31 | [34W] Registered Engine (Rule 12) | Sisters Of Nazareth of San Diego | Facility Manager | 6333 Rancho Mission Rd San Diego, CA | 92108 | M | EMERGENCY ENGINE GENERATOR, 113 HP INTERNATIONAL HARVESTOR NATURAL GAS ENGINE MODEL V549H, S/N 156129APPL# 983410 EFH 0905 | 0 | 0 | 1 | 0 | 1 | Natural Gas |  | 113 | 84.2641 | 2021-11-22 | 757.60 | 2021-11-22 | 759.70 | 2.1 | 176.9546 | 0.12851 | 32.7864 | -117.1056 | 1 | rooftop | 6333 | Rancho Mission Rd |  |  | San Diego | CA | San Diego County | 92108 | US | San Diego Geographic Information Source - JPA
APCD2006-PTO-983424 | Active | 2009-07-31 | [34W] Registered Engine (Rule 12) | City of Vista Fire |  | 1070 Old Taylor St Vista, CA | 92084 | B | EMERGENCY ENGINE DRIVING A WATER PUMP, 66 HP JOHN DEERE DIESEL ENGINE, MODEL 4039DF004, S/N CD4039D338679. APPL# 983424 EFH 0905 | 1 | 0 | 0 | 0 | 1 | Diesel |  | 66 | 49.2162 | 2022-02-08 | 607.10 | 2022-02-08 | 608.10 | 1 | 49.2162 | 0.044708 | 33.2292 | -117.2271 | 1 | range_interpolation | 1070 | Old Taylor St |  |  | Vista | CA | San Diego County | 92084 | US | TIGER/LineÂ® dataset from the US Census Bureau
APCD2006-PTO-983425 | Active | 2009-07-31 | [34W] Registered Engine (Rule 12) | City of Vista Fire |  | 1050 Valley Dr Vista, CA | 92084 | B | EMERGENCY ENGINE DRIVING A GENERATOR, 83 HPJOHN DEERE DIESEL ENGINE, MODEL 4039TF001, S/N T04039T318554, DIESEL FIRED. APPL# 983425 EFH 0905 | 1 | 0 | 0 | 0 | 1 | Diesel |  | 83 | 61.8931 | 2022-02-08 | 518.90 | 2022-02-08 | 519.90 | 1 | 61.8931 | 0.056223 | 33.1913 | -117.2149 | 1 | range_interpolation | 1050 | Valley Dr |  |  | Vista | CA | San Diego County | 92084 | US | TIGER/LineÂ® dataset from the US Census Bureau
APCD2006-PTO-983428 | Active | 2009-07-31 | [34W] Registered Engine (Rule 12) | City of Vista Fire Dept |  | 2121 Thibodo Dr Vista, CA | 92081 | B | EMERGENCY ENGINE GENERATOR, 102 HP CUMMINS DIESEL ENGINE MODEL 4BT3.19, S/N 44451905. APPL# 983428 EFH 0905 | 1 | 0 | 0 | 0 | 1 | Diesel |  | 102 | 76.0614 | 2022-02-08 | 303.40 | 2022-02-08 | 304.40 | 1 | 76.0614 | 0.069094 | 33.1682 | -117.2195 | 1 | range_interpolation | 2121 | Thibodo Rd |  |  | Vista | CA | San Diego County | 92081 | US | TIGER/LineÂ® dataset from the US Census Bureau
APCD2006-PTO-983447 | Active | 2009-07-31 | [34W] Registered Engine (Rule 12) | Ickler Electric Corporation | Tyler Fuller | 13250 Kirkham Way Poway, CA | 92064 | F | EMERGENCY ENGINE GENERATOR, 156 HP PERKINS DIESEL ENGINE MODEL YB70294, S/N U710508D. APPL# 983447 EFH 0905 | 1 | 0 | 0 | 0 | 1 | Diesel |  | 156 | 116.3292 | 2022-04-22 | 175.80 | 2022-04-22 | 176.80 | 1 | 116.3292 | 0.10567 | 32.9355 | -117.0426 | 1 | rooftop | 13250 | Kirkham Way |  |  | Poway | CA | San Diego County | 92064 | US | San Diego Geographic Information Source - JPA
APCD2006-PTO-983502 | Active | 2009-07-31 | [34H] California Certified Emergency Standby Engine | SDG&E CO | Facility Manager | 30763 Old Hy 80 Pine Valley, CA | 91962 | R | EMERGENCY STANDBY ENGINE: 164 BHP JOHN DEERE MODEL 6068HF275 DIESEL FIRED ENGINE WITH TURBOCHARGING, DRIVING A 135 KW KOHLER MODEL 135REOZJC GENERATOR. EPA # JDX-NR6-0207; ARB # U-R-004-0207; S/N PE6068H478953983502 EAD 3/16/06 | 1 | 0 | 0 | 0 | 1 | Diesel | 135 | 164 | 135 | 2021-12-31 | 638.80 | 2022-06-01 | 649.60 | 10.8 | 1458 | 1.3244 | 32.8415 | -116.5108 | 0.5 | place |  |  |  |  | Pine Valley | CA | San Diego County | 91962 | US | TIGER/LineÂ® dataset from the US Census Bureau
APCD2006-PTO-983503 | Active | 2009-07-31 | [34C] Emergency Standby Engine | Zoological Society of San Diego | John Liken-Legal/Risk Mgt | 2920 Zoo Dr San Diego, CA | 92101 | N | EMERGENCY STANDBY ENGINE: CHRYSLER ENGINE, FUELED WITH LIQUID PETROLEUM GAS DISPLACEMENT: 3.9 LITERS, ENGINE S/N-TJ3E2316217840P53021232CA3. 9L RATED AT 57.2 BHP, EQUIPPED WITH NETT TECHNOLOGIE CATALYTIC CONVERTER AND AIR TO FUEL RATIO CONTROLLER, DRIVING A 35 KW GENERAC GENERATOR (S/N 2076747). (983503-CCN-10/05)(984645-CCN-10/06) LOCATON: MONKEY TRAILS/HEART OF THE ZOO | 0 | 1 | 0 | 0 | 1 | LPG | 35 | 572 | 35 | [5 empty] | 0 | 0 | 32.733 | -117.1393 | 1 | rooftop | 2920 | Zoo Dr |  |  | San Diego | CA | San Diego County | 92101 | US | San Diego Geographic Information Source - JPA
APCD2006-PTO-983514 | Active | 2009-07-31 | [34C] Emergency Standby Engine | City of SD Public Utilities Department | Facility Manager | 3100 Salk Institute Road San Diego, CA | 92037 | I | EMERGENCY STANDBY ENGINE: CUMMINS ENGINE, FUELED WITH NATURAL GAS, MODEL GTA19G, S/N 37213197, RATED AT 495 BHP, EQUIPPED WITH THREE-WAY CATALYTIC CONVERTER, DRIVING A 330 KW GENERATOR. (983514-CCN-10/05) | 0 | 0 | 1 | 0 | 1 | Natural Gas | 330 | 495 | 330 | 2021-06-03 | 175.70 | 2021-06-03 | 178.00 | 2.3 | 759 | 0.55123 | 32.8863 | -117.2454 | 0.9 | range_interpolation | 3100 | Salk Institute Rd |  |  | LA Jolla | CA | San Diego County | 92037 | US | TIGER/LineÂ® dataset from the US Census Bureau
APCD2006-PTO-983520 | Active | 2009-07-31 | [34W] Registered Engine (Rule 12) | SD City Of Police Dept Northern Div | Facility Manager | 4275 Eastgate Mall San Diego, CA | 92037 | I | EMERGENCY ENGINE GENERATOR, 150 HP ALLIS CHALMERS DIESEL ENGINE MODEL 3500 S/N 3D-14026. APPL# 983520 EFH 0905 | 1 | 0 | 0 | 0 | 1 | Diesel |  | 150 | 111.855 | 2022-05-02 | 137.50 | 2022-05-02 | 138.60 | 1.1 | 123.0405 | 0.11177 | 32.8758 | -117.2159 | 0.9 | rooftop | 4275 | Eastgate Mall |  |  | LA Jolla | CA | San Diego County | 92037 | US | San Diego Geographic Information Source - JPA
APCD2006-PTO-983534 | Active | 2009-07-31 | [34H] California Certified Emergency Standby Engine | USMC Base Public Safety SA09 | Air Quality Section | Building 130222 Camp Pendleton, CA | 92055 | A | EMERGENCY ENGINE: JOHN DEERE 4045TF150, S/N: TO4045T879424, 100 BHP, DIESEL-FIRED, TURBOCHARGED, EPA TIER 1 CERTIFIED OF ENGINE FAMILY # 1JDXL06.8014, CARB CERTIFICATION NO. U-R-4-84, DRIVING A 55KW GENERATOR. 983534-SJE-08/2006 BLDG 130221 | 1 | 0 | 0 | 0 | 1 | Diesel | 55 | 100 | 55 | [5 empty] | 0 | 0 | 33.3877 | -117.4448 | 0.5 | place |  |  |  |  | Camp Pendleton | CA | San Diego County | 92055 | US | TIGER/LineÂ® dataset from the US Census Bureau
APCD2006-PTO-983537 | Active | 2009-07-31 | [34H] California Certified Emergency Standby Engine | US Navy | Commanding Officer | Air Traffic Control TWR NASNI San Diego, CA | 92135 | O | EMERGENCY STANDBY ENGINE: DETROIT DIESEL "SERIES 60, 4-CYCLE", 638 HP, MODEL YEAR 2004, EPA TIER 2 CERTIFIED OF ENGINE FAMILY # 4DDXL14.0VLD, CARB CERT# U-R-007-0087, S/N 06R0839426, TURBOCHARGED, AFTERCOOLED, DRIVING A 400 KW GENERATOR. 983537-SJE-01/2006 | 1 | 0 | 0 | 0 | 1 | Diesel | 400 | 638 | 400 | 2021-06-17 | 145.80 | 2022-06-09 | 149.90 | 4.1 | 1640 | 1.4898 | 32.7309 | -117.1953 | 1 | street_center |  | Air Ln |  |  | San Diego | CA | San Diego County | 92101 | US | TIGER/LineÂ® dataset from the US Census Bureau
APCD2006-PTO-983539 | Active | 2009-07-31 | [34W] Registered Engine (Rule 12) | BMR-9360-9390 Towne Centre LLP | Srinivas Hatahodi | 9390 Towne Centre Dr San Diego, CA | 92121 | G | EMERGENCY ENGINE GENERATOR, 830 HP DETROIT DIESEL MODEL MOTOR 92, S/N 4292B767. APPL# 983539 EFH 12/05 | 1 | 0 | 0 | 0 | 1 | Diesel |  | 830 | 618.931 | 2021-06-29 | 187.50 | 2022-07-22 | 197.80 | 10.3 | 6374.9893 | 5.791 | 32.8776 | -117.2093 | 1 | rooftop | 9390 | Towne Centre Dr |  |  | San Diego | CA | San Diego County | 92121 | US | San Diego Geographic Information Source - JPA
APCD2006-PTO-983547 | Active | 2009-07-31 | [34W] Registered Engine (Rule 12) | San Diego Community College District | Kurt Enyedi | 7250 Mesa College Dr San Diego, CA | 92111 | M | EMERGENCY ENGINE GENERATOR, 147 HP JOHN DEERE DIESEL ENGINE, MODEL 6059 TF, S/N CD 6059T250912. APPL# 983547 EFH 12/05 | 1 | 0 | 0 | 0 | 1 | Diesel |  | 147 | 109.6179 | 2021-12-31 | 161.50 | 2022-07-13 | 172.90 | 11.4 | 1249.6441 | 1.1352 | 32.8046 | -117.1706 | 1 | rooftop | 7250 | Mesa College Dr |  |  | San Diego | CA | San Diego County | 92111 | US | San Diego Geographic Information Source - JPA
APCD2006-PTO-983578 | Active | 2009-07-31 | [34H] California Certified Emergency Standby Engine | Federal Aviation Administration - FAA/SCT Tech Ops | Jimmie Lamb | FAA JLI RCAG Volcan Mtn Julian, CA | 92036 | D | Emergency Engine: Power Solutions, Inc (GM), Model: Vortec 4.3L, S/N 4.3L59270 , 72 BHP, LPG fired, Engine Family No. APSIB4.302ED; equipped with an air to fuel controller driving a Kohler 40REZG 30-kW generator. Add-on controls: Nett Technologies, Model: TG Series catalytic converter, S/N T17-0662. | 0 | 0 | 0 | 0 | 0 | LPG | 30 | 72 | 30 | 2021-12-31 | 52.70 | 2022-05-19 | 616.40 | 563.7 | 16911 | 16.7878 | 33.0735 | -116.589 | 1 | place |  |  |  |  | Julian | CA | San Diego County | 92036 | US | TIGER/LineÂ® dataset from the US Census Bureau
APCD2006-PTO-983601 | Active | 2009-07-31 | [34H] California Certified Emergency Standby Engine | Castle Access | Owner Manager | 9606 Aero Dr #1900 San Diego, CA | 92123 | J | ONE (1) EMERGENCY STANDBY ENGINE GENERATOR: 1495 BHP DETROIT DIESEL ENGINE MODEL NUMBER R1637M36; ENGINE S/N: 5362003315, WITH TURBOCHARGING AND INTERCOOLING DRIVING A 1000 KW GENERATOR; EPA CERTIFICATION NO. DDX-NR9-05-06; CARB CERTIFICATION NO. U-R-007-0092; ENGINE FAMILY NUMBER: 5DDXL35.8GRP; YEAR OF MANUFACTURE: 2005 APPL# 983601 EFH 09/06 | 1 | 0 | 0 | 0 | 1 | Diesel | 1000 | 495 | 1000 | 2021-09-17 | 292.20 | 2021-09-17 | 302.60 | 10.4 | 10400 | 9.4473 | 32.8099 | -117.1214 | 1 | rooftop | 9606 | Aero Dr | Ste | 1900 | San Diego | CA | San Diego County | 92123 | US | San Diego Geographic Information Source - JPA
APCD2006-PTO-983612 | Active | 2009-07-31 | [34W] Registered Engine (Rule 12) | City of El Cajon | Bary Perkins | 200 Civic Center Way El Cajon, CA | 92020 | L | EMERGENCY ENGINE GENERATOR, 227 HP CATERPILLAR DIESEL ENGINE MODEL 3306, S/N 66D14078. APPL# 983612 EFH 1005 | 1 | 0 | 0 | 0 | 1 | Diesel |  | 227 | 169.2739 | 2022-06-07 | 672.00 | 2022-06-07 | 674.00 | 2 | 338.5478 | 0.30753 | 32.7966 | -116.9607 | 1 | rooftop | 200 | Civic Center Way |  |  | El Cajon | CA | San Diego County | 92020 | US | San Diego Geographic Information Source - JPA
APCD2006-PTO-983646 | Active | 2009-07-31 | [34W] Registered Engine (Rule 12) | San Diego Airport Hilton Harbor Island | General Manager | 1960 Harbor Island Dr San Diego, CA | 92101 | N | EMERGENCY STANDBY ENGINE: ALLIS-CHALMERS DIESEL, MODEL 2800,S/N 2D-31730, RATED 67 BHP. (APP #983646, ED, MARCH 08, 2006) | 1 | 0 | 0 | 0 | 1 | Diesel |  | 67 | 49.9619 | 2021-09-28 | 312.20 | 2021-09-28 | 314.90 | 2.7 | 134.8971 | 0.12254 | 32.7277 | -117.1899 | 1 | rooftop | 1960 | Harbor Island Dr |  |  | San Diego | CA | San Diego County | 92101 | US | San Diego Geographic Information Source - JPA
APCD2006-PTO-983650 | Active | 2009-07-31 | [34H] California Certified Emergency Standby Engine | Leucadia Wastewater District | General Manager | 2035 Encinitas Bl Encinitas, CA | 92024 | E | EMERGENCY STANDBY ENGINE: JOHN DEERE DIESEL ENGINE, MODEL 3029TF270, S/N PE3029T494086, RATED AT 64 BHP, MODEL YEAR 2005, EPA TIER 2 CERTIFIED OF ENGINE FAMILY NUMBER 5JDXL02.9050, TURBOCHARGED, DRIVING A 40 KW GENERATOR (983650-CCN-3/06) | 1 | 0 | 0 | 0 | 1 | Diesel | 40 | 64 | 40 | 2022-01-01 | 272.40 | 2022-01-01 | 282.70 | 10.3 | 412 | 0.37426 | 33.0386 | -117.2419 | 1 | range_interpolation | 2035 | Encinitas Blvd |  |  | Encinitas | CA | San Diego County | 92024 | US | TIGER/LineÂ® dataset from the US Census Bureau
APCD2006-PTO-983664 | Active | 2009-07-31 | [34H] California Certified Emergency Standby Engine | White Sands of La Jolla | Owner Manager | 7450 Olivetas Av La Jolla, CA | 92037 | I | EMERGENCY STANDBY ENGINE: JOHN DEERE DIESEL ENGINE, MODEL 6081AF001,S/N RG6081A144445, RATED AT 250 BHP, MODEL YEAR 2001, EPA TIER 1 CERTIFIED OF ENGINE FAMILY NUMBER 1JDXL08.1008, TURBOCHARGED, AFTERCOOLED, DRIVING A GENERATOR.(983664-CCN-4/06) | 1 | 0 | 0 | 0 | 1 | Diesel |  | 250 | 186.425 | 2022-07-12 | 324.70 | 2022-07-12 | 335.20 | 10.5 | 1957.4625 | 1.7781 | 32.838 | -117.2805 | 1 | rooftop | 7450 | Olivetas Ave |  |  | LA Jolla | CA | San Diego County | 92037 | US | San Diego Geographic Information Source - JPA
APCD2006-PTO-983676 | Active | 2009-07-31 | [34H] California Certified Emergency Standby Engine | JACUMBA COMMUNITY SERVICES DISTRICT | Debby Troutt | 44449 OLD HY 80 JACUMBA, CA | 91934 | R | EMERGENCY STANDBY ENGINE: JOHN DEERE DIESEL ENGINE, MODEL 4045HF275, S/N PE4045H500064, RATED AT 157 BHP, MODEL YEAR 2005, EPA TIER 2 CERTIFIED OF ENGINE FAMILY NUMBER 5JDXL06.8039, TURBOCHARGED, DRIVING A 100 KW GENERATOR (983676-CCN-1/06) | 1 | 0 | 0 | 0 | 1 | Diesel | 100 | 157 | 100 | 2021-05-27 | 303.80 | 2022-06-15 | 316.10 | 12.3 | 1230 | 1.1173 | 32.6176 | -116.1897 | 0.5 | place |  |  |  |  | Jacumba | CA | San Diego County | 91934 | US | TIGER/LineÂ® dataset from the US Census Bureau
APCD2006-PTO-983711 | Active | 2009-07-31 | [34H] California Certified Emergency Standby Engine | Charter Communications | Frank Battaglia | 10450 Pacific Center Ct San Diego, CA | 92121 | G | EMERGENCY STANDBY ENGINE: CUMMINS DIESEL ENGINE, MODEL QSX15-G9, S/N 79145319, RATED AT 591 BHP, MODEL YEAR 2005, EPA TIER 2 CERTIFIED OF ENGINE FAMILY NUMBER 5CEXL015.AAB, TURBOCHARGED, AFTERCOOLED, DRIVING A 400 KW GENERATOR. (983711-CCN-3/06) | 1 | 0 | 0 | 0 | 1 | Diesel | 400 | 591 | 400 | 2021-05-11 | 195.20 | 2022-06-17 | 207.20 | 12 | 4800 | 4.3603 | 32.9085 | -117.1904 | 1 | rooftop | 10450 | Pacific Center Ct |  |  | San Diego | CA | San Diego County | 92121 | US | Sandoval
APCD2006-PTO-983760 | Active | 2009-07-31 | [34H] California Certified Emergency Standby Engine | City of San Diego Fire Dept | General Manager | 6002 Camino Rico San Diego, CA | 92120 | J | EMERGENCY ENGINE: JOHN DEERE, MODEL 6068HF275, DIESEL FIRED, 220 BHP, TURBOCHARGED, S/N PE6068H423993, MODEL YEAR 2005, TIER 2 CERTIFIED, CARB CERTIFICATION NO. U-R-004-0207, EPA CERTIFICATION NO. JDX-NR6-05-14. (983760 ALC 07/06) | 1 | 0 | 0 | 0 | 1 | Diesel |  | 220 | 164.054 | 2021-07-02 | 276.60 | 2021-07-02 | 287.10 | 10.5 | 1722.567 | 1.5648 | 32.7929 | -117.0666 | 1 | rooftop | 6002 | Camino Rico |  |  | San Diego | CA | San Diego County | 92120 | US | San Diego Geographic Information Source - JPA
APCD2006-PTO-983792 | Active | 2009-07-31 | [34H] California Certified Emergency Standby Engine | California Dept of Transportation | Attn: Frank Santibanez | 7177 Opportunity Rd San Diego, CA | 92111 | M | INTERNAL COMBUSTION ENGINE. MAKE: AB VOLVO PENTA. MODEL: D500. S/N: D16*008567*C2*A. BHP RATING: 757 HP. DIESEL FUELED. EQUIPPED WITH TURBOCHARGER AND AFTERCOOLER. DRIVES AN ELECTRICAL EMERGENCY GENERATOR RATED AT 500 KW. JFTNEWAPR1806 | 1 | 0 | 0 | 0 | 1 | Diesel | 500 | 757 | 500 | 2022-02-28 | 362.00 | 2022-02-28 | 366.70 | 4.7 | 2350 | 2.1347 | 32.8252 | -117.162 | 1 | range_interpolation | 7177 | Opportunity Rd |  |  | San Diego | CA | San Diego County | 92111 | US | TIGER/LineÂ® dataset from the US Census Bureau
APCD2006-PTO-983796 | Active | 2009-07-31 | [34H] California Certified Emergency Standby Engine | NAVAL SPECIAL WARFARE COMMAND |  | 2000 TRIDENT WY BLDG 624 CORONADO, CA | 92155 | O | EMERGENCY STANDBY ENGINE: CATERPILLAR DIESEL ENGINE, MODEL 3456 (S/N 3PG01398) , RATED AT 764 BHP, MODEL YEAR 2004, EPA TIER 1 CERTIFIED OF ENGINE FAMILY NUMBER 4CPXL15.8ERK, TURBO CHARGED, AFTER COOLED, DRIVING A 500 KW GENERATOR (S/N CBX00772). (983796-CCN-2/06) | 1 | 0 | 0 | 0 | 1 | Diesel | 500 | 764 | 500 | 2022-04-21 | 188.00 | 2022-04-21 | 189.00 | 1 | 500 | 0.4542 | 32.6992 | -117.2096 | 0.5 | place |  |  |  |  | Coronado | CA | San Diego County | 92118 | US | TIGER/LineÂ® dataset from the US Census Bureau
APCD2006-PTO-983804 | Active | 2009-07-31 | [34W] Registered Engine (Rule 12) | Zoological Society of San Diego | John Liken-Legal/Risk Mgt | 2920 Zoo Dr San Diego, CA | 92101 | N | EMERGENCY STANDBY ENGINE: FORD MODEL LSG-875 I-6005-A, S/N 21372-1-04-98, 134 BHP (APPROX. BASED ON 80 KW), NATURAL GAS FUELED, DRIVING A KOHLER GENERATOR S/N 0672997, MODEL 80RZ. LOCATION: SUN BEAR FOREST | 0 | 0 | 1 | 0 | 1 | Natural Gas | 80 | 134 | 80 | [5 empty] | 0 | 0 | 32.733 | -117.1393 | 1 | rooftop | 2920 | Zoo Dr |  |  | San Diego | CA | San Diego County | 92101 | US | San Diego Geographic Information Source - JPA
APCD2006-PTO-983814 | Active | 2009-07-31 | [34W] Registered Engine (Rule 12) | Olivenhain Municipal Water District | Deputy General Manager | 14177 Rancho Santa Fe Farms Rancho Santa Fe, CA | 92067 | E | EMERGENCY ENGINE: JOHN DEERE, MODEL 4039D, 66 BHP, DIESEL FIRED, S/N CD4039D279801. (983814 ALC 08/06) | 1 | 0 | 0 | 0 | 1 | Diesel |  | 66 | 49.2162 | 2022-01-01 | 365.50 | 2022-01-01 | 365.80 | 0.3 | 14.7649 | 0.013412 | 32.9726 | -117.1784 | 1 | range_interpolation | 14177 | Rancho Santa Fe Farms Rd |  |  | Rancho Santa Fe | CA | San Diego County | 92091 | US | TIGER/LineÂ® dataset from the US Census Bureau
APCD2006-PTO-983824 | Active | 2009-07-31 | [34H] California Certified Emergency Standby Engine | Prometheus Laboratories Inc | Paul Fileccia | 9410 Carroll Park Drive San Diego, CA | 92121 | G | EMERGENCY ENGINE: DETROIT DIESEL, MODEL 6063HV35 SERIES 60, 685 BHP, DIESEL FIRED, TURBOCHARGED, AFTERCOOLED, S/N 2077962, CARB CERTIFICATION NO. U-R-007-0103, EPA CERTIFICATION NO. DDX-NR9-05-08. (983824 ALC 07/06) | 1 | 0 | 0 | 0 | 1 | Diesel |  | 685 | 510.8045 | 2021-12-17 | 281.80 | 2021-12-17 | 299.80 | 18 | 9194.481 | 8.3522 | 32.8889 | -117.1733 | 1 | rooftop | 9410 | Carroll Park Dr |  |  | San Diego | CA | San Diego County | 92121 | US | San Diego Geographic Information Source - JPA
APCD2006-PTO-983827 | Active | 2009-07-31 | [34H] California Certified Emergency Standby Engine | COGNAC DEL MAR | George Toole | 11988 EL CAMINO REAL STE 120 SAN DIEGO, CA | 92130 | M | INTERNAL COMBUSTION ENGINE. MAKE: CATERPILLAR. MODEL: 3456. SERIAL NO.: 3PG01926. BHP RATING: 764. DIESEL FUELED. EQUIPPED WITH TURBO CHARGER AND AFTERCOOLER. DRIVES AN ELECTRICAL EMERGENCY GENERATOR RATED AT 764 KW. JFT NEW AUG1106 | 1 | 0 | 0 | 0 | 1 | Diesel | 764 | 26 | 764 | 2022-08-19 | 176.00 | 2022-08-19 | 181.00 | 5 | 3820 | 3.4701 | 32.9359 | -117.2399 | 1 | rooftop | 11988 | El Camino Real | Ste | 120 | San Diego | CA | San Diego County | 92130 | US | San Diego Geographic Information Source - JPA
APCD2006-PTO-983834 | Active | 2009-07-31 | [34W] Registered Engine (Rule 12) | Silverado Senior Living Escondido Inc | General Manager | 1500 Borden Rd Escondido, CA | 92026 | B | INTERNAL COMBUSTION ENGINE. MAKE: FORD. MODEL: LSG-8751-6005A. SERIAL NO. 04262 L-13-TK. HP RATING: 117 HP. PROPANE FUELED. ENGINE DRIVES AN EMERGENCY GENERATOR. JFTNEWFEB1706 | 0 | 0 | 0 | 1 | 1 | Propane |  | 117 | 87.2469 | 2022-02-02 | 444.60 | 2022-02-02 | 445.80 | 1.2 | 104.6963 | 0.086259 | 33.1425 | -117.1032 | 1 | rooftop | 1500 | Borden Rd |  |  | Escondido | CA | San Diego County | 92026 | US | San Diego Geographic Information Source - JPA
APCD2006-PTO-983849 | Active | 2009-07-31 | [34C] Emergency Standby Engine | SDG&E - San Marcos Telecom | Facility Manager | 402 Hardell Ln Vista, CA | 92084 | B | EMERGENCY STANDBY ENGINE: GENERAL MOTORS ENGINE, FUELED WITH PROPANE GAS, MODEL INDUSTRIAL VORTEC 4.3 LITER, S/N 4P3L31618, RATED AT 60 BHP, EQUIPPED WITH JOHNSON MATTHEY CATALYTIC CONVERTER, DRIVING A 30 KW GENERATOR. (983849-CCN-3/06) | 0 | 0 | 0 | 1 | 1 | Propane | 30 | 60 | 30 | 2022-04-05 | 399.20 | 2022-04-05 | 401.40 | 2.2 | 66 | 0.054377 | 33.2139 | -117.1864 | 1 | rooftop | 402 | Hardell Ln |  |  | Vista | CA | San Diego County | 92084 | US | Sandoval
APCD2006-PTO-983878 | Active | 2009-07-31 | [34H] California Certified Emergency Standby Engine | CITY OF LA MESA FIRE STATION #11 |  | 8034 ALLISON AV LA MESA, CA | 91941 | K | INTERNAL COMBUSTION ENGINE. MAKE: JOHN DEERE. MODEL: 6068HF475. SERIAL NO. PE6068H529909. BHP RATING: 314. DIESEL FUELED. EQUIPPED WITH TURBOCHARGER. DRIVES AN ELECTRICAL EMERGENCY GENERATOR RATED AT 200 KW (SERIAL NO. 207833). JFTNEWAUG1106 | 1 | 0 | 0 | 0 | 1 | Diesel | 200 | 314 | 200 | 2021-11-16 | 199.40 | 2022-03-10 | 206.00 | 6.6 | 1320 | 1.1991 | 32.7662 | -117.024 | 1 | range_interpolation | 8034 | Allison Ave |  |  | LA Mesa | CA | San Diego County | 91942 | US | TIGER/LineÂ® dataset from the US Census Bureau
APCD2006-PTO-983883 | Active | 2009-07-31 | [34H] California Certified Emergency Standby Engine | USMC Base Public Utilities U21 | Air Quality Section | Building 20831 Camp Pendleton, CA | 92055 | A | EMERGENCY STANDBY ENGINE: CUMMINS DIESEL ENGINE, MODEL QSK60-G6, ENGINE S/N 33162543, GENERATOR S/N L050865337, RATED AT 2922 BHP (EQUIVALENT TO 2179 KW {NAMEPLATE}), MODEL YEAR 2005, EPA TIER I CERTIFIED OF ENGINE FAMILY NUMBER 5CEXL060. ABA, TURBOCHARGED, AFTERCOOLED, DRIVING A 1750 KW GENERATOR. (983883-CCN-7/06) BLDG 200831 | 1 | 0 | 0 | 0 | 1 | Diesel | 179 | 2922 | 179 | 2021-08-26 | 440.20 | 2021-08-26 | 492.70 | 52.5 | 9397.5 | 8.5366 | 33.3877 | -117.4448 | 0.5 | place |  |  |  |  | Camp Pendleton | CA | San Diego County | 92055 | US | TIGER/LineÂ® dataset from the US Census Bureau
APCD2006-PTO-983912 | Active | 2009-07-31 | [34H] California Certified Emergency Standby Engine | San Diego Zoo Global | John Liken-Legal/Risk Mgt | 2920 Zoo Dr San Diego, CA | 92101 | N | Emergency Diesel Engine Generator: FPT Industrial, Model F4GE9685A*J602 rated at 198 bhp, S/N 01612268, Engine Family: JFPXL06.7DGB, EPA Tier 3 certified engine; driving a 130-kW emergency electrical generator. | 1 | 0 | 0 | 0 | 1 | Diesel | 130 | 198 | 130 | [5 empty] | 0 | 0 | 32.733 | -117.1393 | 1 | rooftop | 2920 | Zoo Dr |  |  | San Diego | CA | San Diego County | 92101 | US | San Diego Geographic Information Source - JPA
APCD2006-PTO-983947 | Active | 2009-07-31 | [34H] California Certified Emergency Standby Engine | USMC Base Marine Group Ops | Air Quality Section | Camp Pendleton Camp Pendleton, CA | 92055 | A | EMERGENCY ENGINE: MFR: JOHN DEERE, MDL: 4045HF275H, S/N: PE4045H534281, 157 BHP, FAMILY 5JDXL06.8039, YEAR OF MANUFACTURE: 2005. EQUIPPED WITH TURBOCHARGER. DRIVES AN ELECTRICAL EMERGENCY GENERATOR RATED AT 117 KW. JFT NEW SEP2806 BLDG 210702 | 0 | 0 | 0 | 0 | 0 | Unknown | 117 | 157 | 117 | [5 empty] | 0 | 0 | 33.3877 | -117.4448 | 1 | place |  |  |  |  | Camp Pendleton | CA | San Diego County | 92055 | US | TIGER/LineÂ® dataset from the US Census Bureau
APCD2006-PTO-983954 | Active | 2009-07-31 | [34W] Registered Engine (Rule 12) | BEECH TOWER HOA | MAINT MANAGER | 1514 7TH AV SAN DIEGO, CA | 92101 | N | EMERGENCY STANDBY ENGINE: CUMMINS DIESEL ENGINE, MODEL NT-855-GS, S/N30109143, MODEL YEAR 1981, RATED AT 355 BHP, DRIVING A GENERATOR. (983954-CCN-1/06) | 1 | 0 | 0 | 0 | 1 | Diesel |  | 355 | 264.7235 | [5 empty] | 0 | 0 | 32.7213 | -117.1587 | 1 | rooftop | 1514 | 7th Ave |  |  | San Diego | CA | San Diego County | 92101 | US | San Diego Geographic Information Source - JPA
APCD2006-PTO-983994 | Active | 2009-07-31 | [34H] California Certified Emergency Standby Engine | Rancho Santa Fe Community SVCS Dist | General Manager | 18574 Via De Las Flores Rancho Santa Fe, CA | 92067 | E | EMERGENCY STANDBY DIESEL ENGINE: JOHN DEERE MODEL 3029TF270, 64 BHP, S/N: PE3029 T575792, TIER 2 CERTIFIED OF ENGINE, FAMILY# 5JDXL02.9050, CARB# U-R-004-0206, TURBOCHARGED, DRIVING A KOHLER 40REOZJB, 40 KW GENERATOR. 983994-SJE-10/2006 | 1 | 0 | 0 | 0 | 1 | Diesel | 40 | 64 | 40 | [5 empty] | 0 | 0 | 33.0579 | -117.1788 | 1 | range_interpolation | 18574 | Via De Las Flores |  |  | Rancho Santa Fe | CA | San Diego County | 92091 | US | TIGER/LineÂ® dataset from the US Census Bureau
APCD2006-PTO-984004 | Active | 2009-07-31 | [34W] Registered Engine (Rule 12) | California Dept of Transportation | Attn: Frank Santibanez | 7177 Opportunity Rd San Diego, CA | 92111 | M | EMERGENCY ENGINE: GENERAL CORP., MODEL GENERAC, 80 BHP, DIESEL FIRED, S/N 2007722. (984004 ALC 08/06) | 1 | 0 | 0 | 0 | 1 | Diesel |  | 80 | 59.656 | 2022-02-28 | 203.60 | 2022-02-28 | 209.50 | 5.9 | 351.9704 | 0.31973 | 32.8252 | -117.162 | 1 | range_interpolation | 7177 | Opportunity Rd |  |  | San Diego | CA | San Diego County | 92111 | US | TIGER/LineÂ® dataset from the US Census Bureau
APCD2006-PTO-984005 | Active | 2009-07-31 | [34W] Registered Engine (Rule 12) | CALTRANS |  | I15 & TED WILLIAMS PY SAN DIEGO, CA | 92128 | F | EMERGENCY ENGINE: GENERAL CORP. HINO, MODEL 87A01493-5, 80 BHP, DIESEL FIRED, S/N 831398; GENERAC MODEL W04D, S/N A19516. (984005 ALC 08/06) | 1 | 0 | 0 | 0 | 1 | Diesel |  | 80 | 59.656 | 2022-04-12 | 420.00 | 2022-04-12 | 421.60 | 1.6 | 95.4496 | 0.086706 | 32.9647 | -117.0958 | 0.79 | intersection |  | Ted Williams Fwy |  |  | San Diego | CA | San Diego County | 92129 | US | TIGER/LineÂ® dataset from the US Census Bureau
APCD2006-PTO-984006 | Active | 2009-07-31 | [34W] Registered Engine (Rule 12) | CALTRANS | JEFF O'CONNELL | 4095 40TH ST SAN DIEGO, CA | 92105 | K | EMERGENCY ENGINE #2: JOHN DEERE, MODEL 6081AF001, 250 BHP, DIESEL FIRED, S/N RG 6081A053599. (984006 ALC 08/06) | 1 | 0 | 0 | 0 | 1 | Diesel |  | 250 | 186.425 | 2021-12-16 | 239.00 | 2022-04-26 | 248.20 | 9.2 | 1715.11 | 1.558 | 32.7517 | -117.1097 | 0.79 | nearest_rooftop_match | 4104 | 40th St |  |  | San Diego | CA | San Diego County | 92105 | US | San Diego Geographic Information Source - JPA
APCD2006-PTO-984007 | Active | 2009-07-31 | [34W] Registered Engine (Rule 12) | CALTRANS | JEFF O'CONNELL | 4095 40TH ST SAN DIEGO, CA | 92105 | K | EMERGENCY ENGINE #1: JOHN DEERE, MODEL 6081AF001, 250 BHP, DIESEL FIRED, S/N RG 6081A053766. (984007 ALC 08/06) | 1 | 0 | 0 | 0 | 1 | Diesel |  | 250 | 186.425 | [5 empty] | 0 | 0 | 32.7517 | -117.1097 | 0.79 | nearest_rooftop_match | 4104 | 40th St |  |  | San Diego | CA | San Diego County | 92105 | US | San Diego Geographic Information Source - JPA
APCD2006-PTO-984008 | Active | 2009-07-31 | [34W] Registered Engine (Rule 12) | CALTRANS | JEFF O'CONNELL | 6755 KEARNY VILLA RD SAN DIEGO, CA | 92123 | J | EMERGENCY ENGINE: GENERAL CORP. HINO, MODEL 87A01493-S, 80 BHP, DIESEL FIRED, S/N 831401.(984008 ALC 08/06) | 1 | 0 | 0 | 0 | 1 | Diesel |  | 80 | 59.656 | 2022-01-01 | 364.00 | 2022-01-01 | 370.10 | 6.1 | 363.9016 | 0.33057 | 32.8538 | -117.1193 | 1 | range_interpolation | 6755 | Kearny Villa Rd |  |  | San Diego | CA | San Diego County | 92137 | US | TIGER/LineÂ® dataset from the US Census Bureau
APCD2006-PTO-984009 | Active | 2009-07-31 | [34W] Registered Engine (Rule 12) | CALTRANS | JEFF O'CONNELL | 1700 GLORIETTA PLAZA SAN DIEGO, CA | 92118 | O | EMERGENCY ENGINE: JOHN DEERE, MODEL 4039TF001, 110 BHP, DIESEL FIRED, S/N T04039T551356.(984009 ALC 08/06) | 1 | 0 | 0 | 0 | 1 | Diesel |  | 110 | 82.027 | 2021-06-16 | 589.40 | 2021-06-16 | 592.00 | 2.6 | 213.2702 | 0.19373 | 32.6819 | -117.1764 | 0.79 | nearest_rooftop_match | 1630 | Glorietta Blvd |  |  | Coronado | CA | San Diego County | 92118 | US | San Diego Geographic Information Source - JPA
APCD2006-PTO-984030 | Active | 2009-07-31 | [34H] California Certified Emergency Standby Engine | Arena Pharmauceticals | Mark Bouchard | 6154 Nancy Ridge Dr San Diego, CA | 92121 | G | EMERGENCY STANDBY ENGINE: DETROIT DIESEL ENGINE, MODEL S60 6063HV35, S/N 2082291, RATED AT 490 BHP, MODEL YEAR 2005, EPA TIER 3 CERTIFIED OF ENGINE FAMILY NUMBER 5DDXL14.0VLD, TURBOCHARGED, AFTERCOOLED, DRIVING A 300 KW GENERATOR. (984030-CCN-4/06) | 1 | 0 | 0 | 0 | 1 | Diesel | 300 | 490 | 300 | 2021-09-02 | 177.20 | 2021-09-02 | 179.10 | 1.9 | 570 | 0.51778 | 32.8893 | -117.1844 | 1 | rooftop | 6154 | Nancy Ridge Dr |  |  | San Diego | CA | San Diego County | 92121 | US | San Diego Geographic Information Source - JPA
APCD2006-PTO-984042 | Active | 2009-07-31 | [34C] Emergency Standby Engine | Federal Aviation Administration (Oceanside VOR) | SAN SSC ENV Manager (OCN VOR) | Building 31B30S1 (West of I5) Camp Pendleton, CA | 92055 | A | EMERGENCY STANDBY ENGINE: GENERAL MOTORS ENGINE, FUELED WITH PROPANE GAS, MODEL, INDUSTRIAL POWERTRAIN VORTEC 5.7 LITER, S/N 5P7L09601, RATED AT 105 BHP, EQUIPPED WITH JOHNSON MATTHEY BANDITO CATALYTIC CONVERTER, MODEL: CXX, AND NEUTRONICS MARK V AIR-TO-FUEL RATIO CONTROLLER, DRIVING A 55 KW GENERATOR (MFR: KOHLER, MODEL: 50RZG, S/N: 2041129) (984042-CCN-9/06) | 0 | 0 | 0 | 1 | 1 | Propane | 55 | 105 | 55 | [5 empty] | 0 | 0 | 33.3034 | -117.4706 | 0.6 | street_center |  | I-5 |  |  | Camp Pendleton | CA | San Diego County | 92055 | US | TIGER/LineÂ® dataset from the US Census Bureau
APCD2006-PTO-984056 | Active | 2009-07-31 | [34W] Registered Engine (Rule 12) | MCCAIN VALLEY CONSERVATION CAMP |  | 2550 MC CAIN VALLEY RD BOULEVARD, CA | 91905 | R | EMERGENCY STANDBY ENGINE: CATERPILLAR DIESEL ENGINE, MODEL D330A, S/N 563516, RATED AT 115 BHP, DRIVING A GENERATOR. (984056-CCN-2/06) | 1 | 0 | 0 | 0 | 1 | Diesel |  | 115 | 85.7555 | 2021-12-15 | 0.00 | 2021-12-15 | 0.00 | 0 | 0 | 0 | 32.6872 | -116.268 | 1 | rooftop | 2550 | McCain Valley Rd |  |  | Boulevard | CA | San Diego County | 91905 | US | San Diego Geographic Information Source - JPA
APCD2006-PTO-984091 | Active | 2009-07-31 | [34H] California Certified Emergency Standby Engine | San Diego State University | Lilly Sabet | 5500 Campanile Dr San Diego, CA | 92182 | K | EMERGENCY STANDBY DIESEL ENGINE: DETROIT DIESEL SERIES 60-6063HV35, S/N: 06R0911198, 490 BHP, TURBOCHARGED, AFTERCOOLED, EPA TIER 3 CERTIFIED OF ENGINE FAMILY #5DDXL14.0VLD, CARB #U-R007-0103, DRIVING A 300 KW KOHLER GENERATOR. 984091-SJE-07/2006. LOCATED AT PUBLIC SAFETY. | 1 | 0 | 0 | 0 | 1 | Diesel | 300 | 490 | 300 | 2021-10-21 | 237.50 | 2021-10-21 | 246.70 | 9.2 | 2760 | 2.5072 | 32.7721 | -117.0725 | 1 | rooftop | 5500 | Campanile Dr |  |  | San Diego | CA | San Diego County | 92182 | US | San Diego Geographic Information Source - JPA
APCD2006-PTO-984095 | Active | 2009-07-31 | [34W] Registered Engine (Rule 12) | San Miguel Fire Protection Dist | Doug Link | 905 Gillespie Dr Spring Valley, CA | 91977 | K | EMERGENCY DIESEL ENGINE: CUMMINS MODEL 6BT5.9 GEN.DR-1666BT5, S/N 45123035, 166 BHP, TURBOCHARGED, MODEL YEAR 1995, DRIVING A GENERATOR. 984095-SJE-6/06 | 1 | 0 | 0 | 0 | 1 | Diesel |  | 166 | 123.7862 | 2021-12-02 | 191.60 | 2022-03-24 | 200.80 | 9.2 | 1138.833 | 1.0345 | 32.7098 | -117.007 | 1 | rooftop | 905 | Gillespie Dr |  |  | Spring Valley | CA | San Diego County | 91977 | US | San Diego Geographic Information Source - JPA
APCD2006-PTO-984096 | Active | 2009-07-31 | [34W] Registered Engine (Rule 12) | San Miguel Fire Protection Dist | Doug Link | 3255 Helix St Spring Valley, CA | 91977 | K | EMERGENCY DIESEL ENGINE: JOHN DEERE MODEL 6081TF001, S/N RG6081T067257, 175 BHP, EPA CERTIFIED OF FAMILY # WJDXL08.1009, TURBOCHARGED, DRIVING A GENERATOR. \984096-SJE-6/06 | 1 | 0 | 0 | 0 | 1 | Diesel |  | 175 | 130.4975 | 2021-12-02 | 336.60 | 2022-05-12 | 348.50 | 11.9 | 1552.9203 | 1.4107 | 32.7417 | -116.9983 | 1 | rooftop | 3255 | Helix St |  |  | Spring Valley | CA | San Diego County | 91977 | US | San Diego Geographic Information Source - JPA
APCD2006-PTO-984097 | Active | 2009-07-31 | [34W] Registered Engine (Rule 12) | San Miguel Fire Protection Dist | Doug Link | 11501 Via Rancho San Diego El Cajon, CA | 92019 | L | EMERGENCY DIESEL ENGINE: JOHN DEERE MODEL 6059TF001, S/N: T06059T355385, 166 BHP, TURBOCHARGED, MODEL YEAR 1991, DRIVING A GENERATOR. 984097-SJE-6/06 | 1 | 0 | 0 | 0 | 1 | Diesel |  | 166 | 123.7862 | 2021-11-01 | 230.30 | 2021-11-01 | 237.60 | 7.3 | 903.6393 | 0.82086 | 32.7472 | -116.9298 | 1 | rooftop | 11501 | Via Rancho San Diego |  |  | El Cajon | CA | San Diego County | 92019 | US | San Diego Geographic Information Source - JPA
APCD2006-PTO-984108 | Active | 2009-07-31 | [34H] California Certified Emergency Standby Engine | The Irvine Company LLC |  | One America Plaza,600 W Broadway San Diego, CA | 92101 | N | INTERNAL COMBUSTION ENGINE: -MAKE: CATERPILLAR, MODEL: 3406 DITA, SERIAL NO 1LSO1398 DIESEL FUELED. BHP: 440 HP. EQUIPPED WITH A TURBOCHARGER AND AN AFTERCOOLER. DRIVES AN ELECTRICAL EMERGENCY GENERATOR RATED AT 300 KW. JFTPRIORPO975945SEP1206 | 1 | 0 | 0 | 0 | 1 | Diesel | 300 | 440 | 300 | 2022-03-28 | 0.00 | 2022-03-28 | 0.00 | 0 | 0 | 0 | 32.7173 | -117.1688 | 1 | rooftop | 600 | W Broadway |  |  | San Diego | CA | San Diego County | 92101 | US | San Diego Geographic Information Source - JPA
APCD2006-PTO-984114 | Active | 2009-07-31 | [34W] Registered Engine (Rule 12) | Hyundai Rio Vista Inc | Property Manager | 8880 Rio San Diego Dr San Diego, CA | 92108 | M | EMERGENCY STANDBY ENGINE: CUMMINS DIESEL ENGINE, MODEL 6CT-8.3, S/N: 44236557, RATED AT 207 BHP, DRIVING A GENERATOR. (984114-CCN-3/06) | 1 | 0 | 0 | 0 | 1 | Diesel |  | 207 | 154.3599 | 2022-08-24 | 191.00 | 2022-08-24 | 196.20 | 5.2 | 802.6715 | 0.72914 | 32.7771 | -117.1388 | 1 | rooftop | 8880 | Rio San Diego Dr |  |  | San Diego | CA | San Diego County | 92108 | US | San Diego Geographic Information Source - JPA
APCD2006-PTO-984115 | Active | 2009-07-31 | [34W] Registered Engine (Rule 12) | Hyundai Rio Vista Inc | Property Manager | 8880 Rio San Diego Dr San Diego, CA | 92108 | M | EMERGENCY STANDBY FIRE PUMP ENGINE: MOTOREN-WERKE MANHEIM A.G DIESEL ENGINE, MODEL D226-4, S/N: 226.42.45199, RATED AT 73 BHP AT 3000 RPM, DRIVING A FIREPUMP (984115-CCN-3/06) | 1 | 0 | 0 | 0 | 1 | Diesel |  | 73 | 54.4361 | 2022-08-24 | 115.75 | 2022-08-24 | 130.90 | 15.15 | 824.7069 | 0.74916 | 32.7771 | -117.1388 | 1 | rooftop | 8880 | Rio San Diego Dr |  |  | San Diego | CA | San Diego County | 92108 | US | San Diego Geographic Information Source - JPA
APCD2006-PTO-984120 | Active | 2009-07-31 | [34W] Registered Engine (Rule 12) | City of Santee | Maintenance Supervisor | 9130 Carlton Oaks Dr Santee, CA | 92071 | H | INTERNAL COMBUSTION ENGINE. MAKE: GENERAC, MODEL: 00A 00102 S. SERIAL NO: SD100-G365.0D18EPYYC . BHP: 140 HP. DIESEL FUELED. DRIVES AN ELECTRICAL EMERGENCY GENERATOR RATED AT 100 KW. JFT NEW NOV0306 | 1 | 0 | 0 | 0 | 1 | Diesel | 100 | 140 | 100 | 2022-01-01 | 325.90 | 2022-01-01 | 334.30 | 8.4 | 840 | 0.76305 | 32.8447 | -117.0027 | 1 | range_interpolation | 9130 | Carlton Oaks Dr |  |  | Santee | CA | San Diego County | 92071 | US | TIGER/LineÂ® dataset from the US Census Bureau
APCD2006-PTO-984149 | Active | 2009-07-31 | [34W] Registered Engine (Rule 12) | Lions Community Manor | General Manager | 310 Market Street San Diego, CA | 92101 | N | INTERNAL COMBUSTION ENGINE. MAKE: JOHN DEERE, MODEL: 6619A, SERIAL NO: OO 037705RG. BHP= 260 HP. DIESEL FUELED. DRIVES AN ELECTRICAL EMERGENCY GENERATOR RATED AT 175 KW. JFT NEW NOV 07 06 | 1 | 0 | 0 | 0 | 1 | Diesel | 175 | 260 | 175 | [5 empty] | 0 | 0 | 32.7118 | -117.1615 | 1 | rooftop | 310 | Market St |  |  | San Diego | CA | San Diego County | 92101 | US | San Diego Geographic Information Source - JPA
APCD2006-PTO-984150 | Active | 2009-07-31 | [34W] Registered Engine (Rule 12) | St James Plaza | Building Supervisor | 1052 Ninth St Imperial Beach, CA | 91932 | O | EMERGENCY STANDBY ENGINE: JOHN DEERE DIESEL ENGINE, MODEL 4039, S/N: CD4039D382999, RATED AT 66 BHP, DRIVING A GENERATOR. (984150-CCN-3/06) | 1 | 0 | 0 | 0 | 1 | Diesel |  | 66 | 49.2162 | 2022-02-03 | 437.80 | 2022-02-03 | 438.20 | 0.4 | 19.6865 | 0.017883 | 32.5775 | -117.1144 | 1 | range_interpolation | 1052 | 9th St |  |  | Imperial Beach | CA | San Diego County | 91932 | US | TIGER/LineÂ® dataset from the US Census Bureau
APCD2006-PTO-984187 | Active | 2009-07-31 | [34W] Registered Engine (Rule 12) | Kimball Tower | General Manager | 1317 D Ave National City, CA | 91950 | Q | EMERGENCY STANDBY ENGINE: PERKINS DIESEL ENGINE, MODEL T4.236, S/N: LJ33478U086227N, RATED AT 96.9 BHP, DRIVING A GENERATOR. (984187-CCN-4/06) | 1 | 0 | 0 | 0 | 1 | Diesel |  | 96.9 | 72.2583 | 2021-08-16 | 953.40 | 2022-08-02 | 957.90 | 4.5 | 325.1625 | 0.29538 | 32.6726 | -117.1009 | 1 | range_interpolation | 1317 | D Ave |  |  | National City | CA | San Diego County | 91950 | US | TIGER/LineÂ® dataset from the US Census Bureau
APCD2006-PTO-984191 | Active | 2009-07-31 | [34H] California Certified Emergency Standby Engine | Euclid Endoscopy Center | General Manager | 286 Euclid Av San Diego, CA | 92114 | N | EMERGENCY DIESEL ENGINE: JOHN DEERE 3029TF270, S/N: PE3029T575795, 64 BHP, TURBOCHARGED, EPA TIER 2 CERTIFIED OF ENGINE FAMILY #5JDXLOR.9050, CARB # U-R-004-0206, DRIVING A 40 KW GENERATOR (MODEL 40DSEJB). 984191-SJE-10/2006 | 1 | 0 | 0 | 0 | 1 | Diesel | 40 | 64 | 40 | 2022-05-03 | 211.80 | 2022-05-03 | 213.80 | 2 | 80 | 0.072671 | 32.7072 | -117.0857 | 1 | rooftop | 286 | Euclid Ave |  |  | San Diego | CA | San Diego County | 92114 | US | San Diego Geographic Information Source - JPA
APCD2006-PTO-984192 | Active | 2009-07-31 | [34W] Registered Engine (Rule 12) | General Atomics | Vera Mitrofski | 3550 General Atomics Court San Diego, CA | 92121 | G | Internal combustion engine. Make: John Deere. Model: 6059T, serial No.: TO6059T429289. BHP: 166 HP. Diesel fueled. Drives an electrical emergency generator rated at 100 kW. JFT new Nov 08, 06 | 1 | 0 | 0 | 0 | 1 | Diesel | 100 | 89 | 100 | 2021-12-31 | 954.90 | 2022-06-17 | 967.60 | 12.7 | 1270 | 1.1537 | 32.8939 | -117.2361 | 1 | rooftop | 3550 | General Atomics Ct |  |  | San Diego | CA | San Diego County | 92121 | US | Sandoval
APCD2006-PTO-984232 | Active | 2009-07-31 | [34H] California Certified Emergency Standby Engine | Commander Navy Region SW | John Jay | Naval Air Station North Island Coronado, CA | 92135 | O | EMERGENCY STANDBY ENGINE: CUMMINS DIESEL ENGINE, MODEL QSM11-G2, S/N 35146549, RATED AT 470 BHP, MODEL YEAR 2004, EPA TIER 2 CERTIFIED OF ENGINE FAMILY NUMBER 4CEXL0661AAD, TURBO CHARGED, AFTER COOLED, DRIVING A351 KW GENERATOR FOR THE SEWAGE LIFT STATION, LOCATED AT NAVAL AIR STATION NORTH ISLAND, BUILDING 1250, SAN DIEGO, CA 92135. (984232-CCN-8/06) Functional Group: Public Utilities and Transportation | 1 | 0 | 0 | 0 | 1 | Diesel | 351 | 470 | 351 | 2021-06-24 | 150.50 | 2022-06-23 | 158.00 | 7.5 | 2632.5 | 2.3913 | 32.6992 | -117.2096 | 1 | place |  |  |  |  | Coronado | CA | San Diego County | 92118 | US | TIGER/LineÂ® dataset from the US Census Bureau
APCD2006-PTO-984252 | Active | 2009-07-31 | [34H] California Certified Emergency Standby Engine | San Diego County Credit Union | General Manager | 1475 Vista Way W Vista, CA | 92083 | C | EMERGENCY STANDBY ENGINE: JOHN DEERE DIESEL ENGINE, MODEL 4045HF275H, S/N: PE4045H548410, RATED AT 157 BHP, MODEL YEAR 2004, EPA TIER 2 CERTIFIED OF ENGINE FAMILY NUMBER 4JDXL06.8044, TURBOCHARGED, DRIVING A 100 KW GENERATOR. (984252-CCN-4/06) | 1 | 0 | 0 | 0 | 1 | Diesel | 100 | 157 | 100 | 2021-06-22 | 167.80 | 2022-07-28 | 181.90 | 14.1 | 1410 | 1.2808 | 33.1921 | -117.2725 | 0.9 | rooftop | 1475 | W Vista Way W |  |  | Vista | CA | San Diego County | 92083 | US | San Diego Geographic Information Source - JPA
APCD2006-PTO-984283 | Active | 2009-07-31 | [34W] Registered Engine (Rule 12) | STATE STREET CORPORATION | AJ MASTROIANNI | 9985 PACIFIC HEIGHTS BL SAN DIEGO, CA | 92121 | G | EMERGENCY STANDBY ENGINE: PERKINS DIESEL ENGINE, MODEL 1006TAG1, S/N E2024B/001, RATED AT 244 BHP, MODEL YEAR 1999, TURBOCHARGED, DRIVING A 150 KW GENERATOR.(984283-CCN-5/06) | 1 | 0 | 0 | 0 | 1 | Diesel | 150 | 244 | 150 | 2021-05-18 | 173.80 | 2022-06-29 | 177.50 | 3.7 | 555 | 0.50416 | 32.9015 | -117.1907 | 1 | rooftop | 9985 | Pacific Heights Blvd |  |  | San Diego | CA | San Diego County | 92121 | US | San Diego Geographic Information Source - JPA
APCD2006-PTO-984295 | Active | 2009-07-31 | [34W] Registered Engine (Rule 12) | DVA Renal Healthcare | Facility Director | 203 E 2nd Ave Escondido, CA | 92025 | D | EMERGENCY STANDBY ENGINE: FORD ENGINE, FUELED WITH NATURAL GAS, MODEL LSG-875I-6005-A, S/N 27260 F-15-RH, RATED AT 167 BHP, DRIVING A 100 KW GENERATOR. (984295-CCN-5/06) | 0 | 0 | 1 | 0 | 1 | Natural Gas | 100 | 167 | 100 | 2021-06-10 | 629.30 | 2021-06-10 | 635.60 | 6.3 | 630 | 0.45754 | 33.1213 | -117.0791 | 1 | rooftop | 203 | E 2nd Ave |  |  | Escondido | CA | San Diego County | 92025 | US | San Diego Geographic Information Source - JPA
APCD2006-PTO-984391 | Active | 2009-07-31 | [34W] Registered Engine (Rule 12) | CA St Of Dept Of Forestry & Fire Protection | Joe Aguirre | 100 Boucher Lookout Rd PALOMAR MOUNTAIN, CA | 92060 | B | EMERGENCY STANDBY ENGINE: FORD ENGINE, FUELED WITH PROPANE GAS, MODEL SG-6491-600SF, S/N 15393, RATED AT 82 BHP, DRIVING A GENERATOR. (984391-CCN-7/06) (CER-000591) | 0 | 0 | 0 | 1 | 1 | Propane |  | 82 | 61.1474 | 2021-09-16 | 200.80 | 2022-07-21 | 265.50 | 64.7 | 3956.2368 | 3.2595 | 41.2347 | -121.2156 | 0.5 | place |  |  |  |  | Lookout | CA | Modoc County | 96054 | US | TIGER/LineÂ® dataset from the US Census Bureau
APCD2006-PTO-984403 | Active | 2009-07-31 | [34H] California Certified Emergency Standby Engine | Waste Management of San Diego | Division Manager | 1001 Bradley Ave W El Cajon, CA | 92020 | L | EMERGENCY DIESEL ENGINE: PERKINS MODEL 1004-40TW, S/N AM50611U090060G, 120 BHP, TURBO CHARGED, AFTERCOOLED, EPA TIER 1 CERTIFIED OF ENGINE FAMILY # YPKXL03.9AM1, MODEL YEAR 2000, DRIVING A 87 KW GENERATOR. 984403-SJE-11/2006 | 1 | 0 | 0 | 0 | 1 | Diesel | 87 | 120 | 87 | 2021-12-08 | 368.40 | 2021-12-08 | 372.50 | 4.1 | 356.7 | 0.32402 | 32.8159 | -116.9744 | 0.9 | rooftop | 1001 | W Bradley Ave |  |  | El Cajon | CA | San Diego County | 92020 | US | San Diego Geographic Information Source - JPA
APCD2006-PTO-984491 | Active | 2009-07-31 | [34W] Registered Engine (Rule 12) | City of San Diego Environmental Services Dept | Luis Campos | 5180 Convoy Street San Diego, CA | 92111 | M | EMERGENCY STANDBY ENGINE: CATERPILLAR DIESEL ENGINE, MODEL 3406CDITA, S/N 1LS01267, RATED AT 587 BHP, MODEL YEAR 2000, TURBOCHARGED, AFTERCOOLED, DRIVING A GENERATOR. | 1 | 0 | 0 | 0 | 1 | Diesel |  | 587 | 437.7259 | 2022-01-01 | 500.00 | 2022-01-01 | 501.00 | 1 | 437.7259 | 0.39763 | 32.8362 | -117.1525 | 1 | range_interpolation | 5180 | Convoy St |  |  | San Diego | CA | San Diego County | 92111 | US | TIGER/LineÂ® dataset from the US Census Bureau
APCD2006-PTO-984504 | Active | 2009-07-31 | [34H] California Certified Emergency Standby Engine | San Ysidro Health | James Tuggle | 976 Sheridan Road Campo, CA | 91906 | R | EMERGENCY STANDBY ENGINE: JOHN DEERE DIESEL ENGINE, MODEL 3029TF270C, S/N PE3029T566603, RATED AT 64 BHP, MODEL YEAR 2005, EPA TIER 2 CERTIFIED OF ENGINE FAMILY NUMBER 5JDXL02.9050, TURBOCHARGED, DRIVING A 40 KW GENERATOR. (984504-CCN-9/06) | 1 | 0 | 0 | 0 | 1 | Diesel | 40 | 64 | 40 | 2021-05-06 | 324.70 | 2021-05-06 | 325.00 | 0.3 | 12 | 0.010901 | 32.6086 | -116.4708 | 1 | rooftop | 976 | Sheridan Rd |  |  | Campo | CA | San Diego County | 91906 | US | San Diego Geographic Information Source - JPA
APCD2006-PTO-984594 | Active | 2009-07-31 | [34C] Emergency Standby Engine | County of San Diego - San Pasqual Academy | Ronald Rudd | 17701 San Pasqual Valley Rd Escondido, CA | 92027 | D | EMERGENCY STANDBY ENGINE: GENERAL MOTORS ENGINE, FUELED WITH LPG, MODEL INDUSTRIAL POWERTRAIN VORTEC 8.1 LITER, S/N 8P1L12727, RATED AT 150 BHP, EQUIPPED WITH MIRATECH CATALYTIC CONVERTER MODEL MN-09-04-C1 AND AIR TO FUEL RATIO CONTROLLER, DRIVING AN 80 KW GENERATOR (S/N 2098729). (location: kitchen) | 0 | 0 | 0 | 0 | 0 | LPG | 80 | 150 | 80 | 2021-12-31 | 302.80 | 2022-04-29 | 326.30 | 23.5 | 1880 | 1.8663 | 33.0871 | -116.9501 | 1 | rooftop | 17701 | San Pasqual Valley Rd |  |  | Escondido | CA | San Diego County | 92025 | US | San Diego Geographic Information Source - JPA
APCD2006-PTO-984637 | Active | 2009-07-31 | [34H] California Certified Emergency Standby Engine | USMC MCAS Miramar | General Manager | USMC Miramar San Diego, CA | 92145 | H | INTERNAL COMBUSTION ENGINE. MAKE: JOHN DEERE, MODEL 3029TF270, SERIAL NO.: PE3029T407979BHP, 64 HP. DIESEL FUELED. EQUIPPED WITH TURBOCHARGER. DRIVES AN ELECTRICAL EMERGENCY GENERATOR RATED AT 33 KW. JFTNEWDEC1506 | 1 | 0 | 0 | 0 | 1 | Diesel | 33 | 64 | 33 | 2022-01-01 | 106.30 | 2022-01-01 | 109.50 | 3.2 | 105.6 | 0.095926 | 32.8795 | -117.1612 | 1 | street_center |  | Miramar Rd |  |  | San Diego | CA | San Diego County | 92121 | US | TIGER/LineÂ® dataset from the US Census Bureau
APCD2006-PTO-984777 | Active | 2009-07-31 | [34W] Registered Engine (Rule 12) | Eldorado Care Center | Gerlyn Ricacho | 510 E Washington El Cajon, CA | 92020 | L | EMERGENCY STANDBY ENGINE: INTERNATIONAL HARVESTER ENGINE, MODEL UV5491<00I1A, S/N V549164709, FUELED WITH PROPANE GAS, DRIVING AN 80 KW KOHLER GENERATOR, MODEL 85R72, S/N 439399.(984777-CCN-10/06) | 0 | 0 | 0 | 1 | 1 | Propane | 80 | Unknown | 80 | 2022-06-06 | 55.50 | 2022-06-06 | 55.50 | 0 | 0 | 0 | 32.7881 | -116.9557 | 1 | rooftop | 510 | E Washington Ave |  |  | El Cajon | CA | San Diego County | 92020 | US | San Diego Geographic Information Source - JPA
APCD2006-PTO-986674 | Active | 2009-07-31 | [34H] California Certified Emergency Standby Engine | USMC MCAS Miramar | general Manager | USMC Miramar San Diego, CA | 92145 | H | EMERGENCY STANDBY DIESEL ENGINE: JOHN DEERE, MODEL 4045HF285I, S/NPE4045L029783, 158 HP, TIER 3 CERTIFIED OF FAMILY #7JDXL06.8105, MODEL YEAR 2007, TURBOCHARGED, WITH CRANK CASE FILTER, DRIVING A 100 KW GENERATOR (986674-CCN-07/08) | 1 | 0 | 0 | 0 | 1 | Diesel | 100 | 158 | 100 | 2022-01-01 | 152.50 | 2022-01-01 | 155.80 | 3.3 | 330 | 0.29977 | 32.8795 | -117.1612 | 1 | street_center |  | Miramar Rd |  |  | San Diego | CA | San Diego County | 92121 | US | TIGER/LineÂ® dataset from the US Census Bureau
APCD2007-PTO-860203 | Active | 2009-07-31 | [34C] Emergency Standby Engine | Alvarado Hospital | Paul Staughton | 6655 Alvarado Rd San Diego, CA | 92120 | J | EMERGENCY I/C ENGINE ELECTRICAL GENERATOR SET - ONE LAWLESS DETROIT DIESEL MODEL NO. 9123-7305, S/N 12E1481, WITH 905 HP RATED CAPACITY. (APPL NO. 860203/CDA 1286). (977002 8/01)17CCR93115SJE10/06 | 1 | 0 | 0 | 0 | 1 | Diesel |  | 905 | 674.8585 | 2021-09-01 | 1326.40 | 2021-09-01 | 1336.60 | 10.2 | 6883.5567 | 6.253 | 32.7761 | -117.0574 | 1 | rooftop | 6655 | Alvarado Rd |  |  | San Diego | CA | San Diego County | 92120 | US | San Diego Geographic Information Source - JPA
APCD2007-PTO-860561 | Active | 2009-07-31 | [34C] Emergency Standby Engine | Scripps Memorial Hospital La Jolla | Chief Engineer | 9888 Genesee Av La Jolla, CA | 92037 | I | EMERGENCY GENERATOR: CATERPILLAR MODEL 3412, RATED 755 HP, DIESEL OIL FIRED S/N 81 Z 05032 (APPL #860561/JJS) 0487JFT APP 984961 ATCM HOSPITAL FEB2807 NO APP | 1 | 0 | 0 | 0 | 1 | Diesel |  | 755 | 563.0035 | 2021-08-06 | 1244.10 | 2021-08-06 | 1256.90 | 12.8 | 7206.4448 | 6.5463 | 32.8852 | -117.2251 | 1 | rooftop | 9888 | Genesee Ave |  |  | LA Jolla | CA | San Diego County | 92037 | US | San Diego Geographic Information Source - JPA
APCD2007-PTO-860854 | Active | 2009-07-31 | [34C] Emergency Standby Engine | Veterans Administration Hospital | Jean Parkinson | 3350 La Jolla Village Dr San Diego, CA | 92161 | H | NO. 2 EMERGENCY DIESEL ENGINE GENERATOR SET; CATERPILLAR MODEL 3508, DITA, (S/N 23Z01556), 600 KW VA STANDBY RATING (906 BHP) NO. 2 DIESEL FUEL. (APPL. 860854 AS 1/88) 860854 JFT APP 978408 REV JUN 260317 CCR 93115 SJE0 1/06 JFT APP 984596 ATCM HOSP JAN 1707 | 1 | 0 | 0 | 0 | 1 | Diesel | 600 | 906 | 600 | [5 empty] | 0 | 0 | 32.8752 | -117.2317 | 1 | rooftop | 3350 | LA Jolla Village Dr |  |  | San Diego | CA | San Diego County | 92161 | US | San Diego Geographic Information Source - JPA
APCD2007-PTO-860855 | Active | 2009-07-31 | [34C] Emergency Standby Engine | Veterans Administration Hospital | Jean Parkinson | 3350 La Jolla Village Dr San Diego, CA | 92161 | H | NO. 3 EMERGENCY DIESEL ENGINE GENERATOR SET: CATERPILLAR MODEL 3508, DITA, (S/N 23Z01557), 600 KW VA STANDBY RATING (906 BHP) NO. 2 DIESEL FUEL. (APPL. 860855 AS 1/88) 860855 JFT APP 978408 REV JUN 260317 CCR 93115S JE 01/06 JFT APP 984597 ATCM HOSP JAN 1707 | 1 | 0 | 0 | 0 | 1 | Diesel | 600 | 906 | 600 | [5 empty] | 0 | 0 | 32.8752 | -117.2317 | 1 | rooftop | 3350 | LA Jolla Village Dr |  |  | San Diego | CA | San Diego County | 92161 | US | San Diego Geographic Information Source - JPA
APCD2007-PTO-860856 | Active | 2009-07-31 | [34C] Emergency Standby Engine | Veterans Administration Hospital | Jean Parkinson | 3350 La Jolla Village Dr San Diego, CA | 92161 | H | NO. 4 EMERGENCY DIESEL ENGINE GENERATOR SET: CATERPILLAR MODEL 3508, DITA, (S/N 23Z01555), 600 KW VA STANDBY RATING (906 BHP) NO. 2 DIESEL FUEL. (APPL. 860856 AS 1/88) 860856 JFT APP 978408 REV JUN 260317 CCR 93115S JE 01/06 JF TNEW APP 984598 ATCM HOSP JAN. 17, 2007 | 1 | 0 | 0 | 0 | 1 | Diesel | 600 | 906 | 600 | [5 empty] | 0 | 0 | 32.8752 | -117.2317 | 1 | rooftop | 3350 | LA Jolla Village Dr |  |  | San Diego | CA | San Diego County | 92161 | US | San Diego Geographic Information Source - JPA
APCD2007-PTO-890676 | Active | 2009-07-31 | [34C] Emergency Standby Engine | Alvarado Hospital | Paul Staughton | 6655 Alvarado Rd San Diego, CA | 92120 | J | EMERGENCY ENGINE GENERATOR SET (545 KW): DIESEL ENGINE, CATERPILLAR, MODEL3412 DITA, ENGINE S/N 31Z08905, RATED 890 HP; GENERATOR S/N 6FAO5607 (APPL #890676/JJS 1090, #910285/CW 0493) 975038 (5/00) (977004 8/01)17CCR93115SJE10/06 | 1 | 0 | 0 | 0 | 1 | Diesel | 545 | 890 | 545 | 2021-09-01 | 810.00 | 2021-09-01 | 817.00 | 7 | 3815 | 3.4655 | 32.7761 | -117.0574 | 1 | rooftop | 6655 | Alvarado Rd |  |  | San Diego | CA | San Diego County | 92120 | US | San Diego Geographic Information Source - JPA
APCD2007-PTO-890696 | Active | 2009-07-31 | [34C] Emergency Standby Engine | Grossmont District Hospital | Facility Engineering | 5555 Grossmont Center Dr La Mesa, CA | 91942 | K | EMERGENCY GENERATOR: DETROIT DIESEL MODEL 12V-92TA RATED 947 HP AT 1800 RPMWITH TURBOCHARGE AND AFTERCOOLING, DIESEL OIL FIRED, S/N 12VF4570.(APPL #890696/JJS) 1090 890696 17CCR93115SJE 09/06 JFT ATCM HOSP APP 984785 JAN 1107 | 1 | 0 | 0 | 0 | 1 | Diesel |  | 947 | 706.1779 | 2021-12-31 | 144.50 | 2022-06-03 | 167.30 | 22.8 | 16100.8561 | 14.6259 | 32.7816 | -117.0072 | 1 | rooftop | 5555 | Grossmont Center Dr |  |  | LA Mesa | CA | San Diego County | 91942 | US | San Diego Geographic Information Source - JPA
APCD2007-PTO-890697 | Active | 2009-07-31 | [34C] Emergency Standby Engine | Grossmont District Hospital | Facility Engineering | 5555 Grossmont Center Dr La Mesa, CA | 91942 | K | EMERGENCY GENERATOR: DETROIT DIESEL MODEL 12V-92TA RATED 947 HP AT 1800 RPMWITH TURBOCHARGE AND AFTERCOOLING, DIESEL OIL FIRED, S/N 12VF4572. (APPL #890697/JJS) 1090 890697 17CCR93115 SJE 01/06 JFT ATCM HOSP APP 984787 JAN 1107 | 1 | 0 | 0 | 0 | 1 | Diesel |  | 947 | 706.1779 | 2021-12-10 | 1116.60 | 2022-06-03 | 1142.00 | 25.4 | 17936.9187 | 16.2938 | 32.7816 | -117.0072 | 1 | rooftop | 5555 | Grossmont Center Dr |  |  | LA Mesa | CA | San Diego County | 91942 | US | San Diego Geographic Information Source - JPA
APCD2007-PTO-890698 | Active | 2009-07-31 | [34C] Emergency Standby Engine | Grossmont District Hospital | Facility Engineering | 5555 Grossmont Center Dr La Mesa, CA | 91942 | K | EMERGENCY GENERATOR: DETROIT DIESEL MODEL 12V-92TA RATED 947 HP AT 1800 RPM WITH TURBOCHARGE AND AFTERCOOLING, DIESEL OIL FIRED, S/N 12V4571.(APPL #890698/JJS)1190 890698 17CCR93115 SJE01/06JFT ATCM HOSP APP 984786 JAN1107 | 1 | 0 | 0 | 0 | 1 | Diesel |  | 947 | 706.1779 | 2021-12-10 | 1176.10 | 2022-06-03 | 1200.40 | 24.3 | 17160.123 | 15.5881 | 32.7816 | -117.0072 | 1 | rooftop | 5555 | Grossmont Center Dr |  |  | LA Mesa | CA | San Diego County | 91942 | US | San Diego Geographic Information Source - JPA
APCD2007-PTO-890869 | Active | 2009-07-31 | [34C] Emergency Standby Engine | The Irvine Company |  | Symphony Tower,750 B St #1200 San Diego, CA | 92101 | N | DIESEL ENGINE/EMERGENCY GENERATOR: ONE (1) CATERPILLAR MODEL 3408TA, V-8,S/N 78Z02623, MODEL 3408B, 604 BHP MAXIMUM RATED POWER OUTPUT; EQUIPPED WITH DIRECT INJECTION, TURBOCHARGING, AFTERCOOLING; DRIVING A 400 KW,60 HZ, 1800 RPM ELECTRICAL GENERATOR.(APPL#890869/JCM/KMC/0591) NO APP 17CCR93115 SJE12/05 | 1 | 0 | 0 | 0 | 1 | Diesel | 400 | 604 | 400 | 2021-08-11 | 270.50 | 2021-08-11 | 283.00 | 12.5 | 5000 | 4.542 | 32.7181 | -117.1579 | 1 | rooftop | 750 | B St | Ste | 1200 | San Diego | CA | San Diego County | 92101 | US | San Diego Geographic Information Source - JPA
APCD2007-PTO-891163 | Active | 2009-07-31 | [34C] Emergency Standby Engine | Sharp Donald N Memorial Comm Hosp | General Manager | 7901 Frost St San Diego, CA | 92123 | J | ONE (1) 3512 DITA CATERPILLAR DIESEL ENGINE, S/N 24Z03991 W/ AFTER COOLING, TURBO CHARGING, AND 4 DEG. TIMING RETARD, DRIVING A 1100 KW GENERATOR ENGINE #3 EAD 960866 11/96984857-SJE-3/2007 -ATCM HEALTHCARE AMDMT | 1 | 0 | 0 | 0 | 1 | Diesel | 100 | Unknown | 100 | [5 empty] | 0 | 0 | 32.7986 | -117.1546 | 1 | rooftop | 7901 | Frost St |  |  | San Diego | CA | San Diego County | 92123 | US | San Diego Geographic Information Source - JPA
APCD2007-PTO-891164 | Active | 2009-07-31 | [34C] Emergency Standby Engine | Sharp Donald N Memorial Comm Hosp | General Manager | 7901 Frost St San Diego, CA | 92123 | J | 1592 HP CATERPILLAR DIESEL ENGINE, MDL 3512 DITA, S/N 24Z03995 W/ AFTER-COOLING, TURBO CHARGING, AND 4 DEG. TIMING RETARD DRIVING A 1100 KW GENERATOR (ENG. #1) EAD 960866984934-SJE-3/2007 -ATCM HEALTHCARE AMDMT | 1 | 0 | 0 | 0 | 1 | Diesel | 100 | Unknown | 100 | [5 empty] | 0 | 0 | 32.7986 | -117.1546 | 1 | rooftop | 7901 | Frost St |  |  | San Diego | CA | San Diego County | 92123 | US | San Diego Geographic Information Source - JPA
APCD2007-PTO-891165 | Active | 2009-07-31 | [34C] Emergency Standby Engine | Sharp Donald N Memorial Comm Hosp | General Manager | 7901 Frost St San Diego, CA | 92123 | J | 1592 HP CATERPILLAR DIESEL ENGINE, MODEL 3512 DITA, S/N 24Z03998, WITH TURBO CHARGING, AFTER COOLING, AND 4 DEG. TIMING RETARD DRIVING A 1100 KW GENERATOR (ENG#2) EAD 11/96 960866984935-SJE-3/2007 -ATCM HEALTHCARE AMDMT | 1 | 0 | 0 | 0 | 1 | Diesel | 100 | Unknown | 100 | [5 empty] | 0 | 0 | 32.7986 | -117.1546 | 1 | rooftop | 7901 | Frost St |  |  | San Diego | CA | San Diego County | 92123 | US | San Diego Geographic Information Source - JPA
APCD2007-PTO-911426 | Active | 2009-07-31 | [34C] Emergency Standby Engine | Scripps Memorial Hospital | Property Manager | 9850 Genesee Av San Diego, CA | 92037 | I | ONE (1) EMERGENCY ENGINE GENERATOR: JOHN DEERE ENGINE, MODEL: 6076AF010, S/N : RG6076A165097, 250 BHP, DIESEL FIRED, EQUIPPED WITH TURBOCHARGING AND AFTERCOOLING, KOHLER GENERATOR, MODEL 150R0ZJ71, S/N: 285272.911426 EFH 07/28/92 911426 17CCR93115 SJE 10/06 | 1 | 0 | 0 | 0 | 1 | Diesel |  | 250 | 186.425 | 2021-08-06 | 603.00 | 2021-08-06 | 610.30 | 7.3 | 1360.9025 | 1.2362 | 32.8852 | -117.2251 | 0.9 | rooftop | 9850 | Genesee Ave |  |  | LA Jolla | CA | San Diego County | 92037 | US | San Diego Geographic Information Source - JPA
APCD2007-PTO-911427 | Active | 2009-07-31 | [34C] Emergency Standby Engine | Scripps Memorial Hospital | Property Manager | 9850 Genesee Av San Diego, CA | 92037 | I | ONE (1) EMERGENCY ENGINE GENERATOR SET: DETROIT DIESEL ENGINE, MODEL 8083-7405, S/N: 08VF148069, 568 BHP, DIESEL FIRED, EQUIPPED WITH TURBO CHARGING AND AFTERCOOLING, KOHLER GENERATOR, MODEL 350R0ZD71, S/N: 285393.911427 EFH 07/28/92 911427 17 CCR 93 115 SJE 10/06 | 1 | 0 | 0 | 0 | 1 | Diesel |  | 568 | 423.5576 | 2021-08-06 | 679.40 | 2021-08-06 | 687.90 | 8.5 | 3600.2396 | 3.2704 | 32.8852 | -117.2251 | 0.9 | rooftop | 9850 | Genesee Ave |  |  | LA Jolla | CA | San Diego County | 92037 | US | San Diego Geographic Information Source - JPA
APCD2007-PTO-920020 | Active | 2009-07-31 | [34C] Emergency Standby Engine | Cityfront Terrace Homeowners Assn | Facility Manager | 500 W Harbor Dr San Diego, CA | 92101 | N | EMERGENCY ELECTRICAL GENERATOR-DIESEL ENGINE SET: CATERPILLAR CO., MODEL 3508 DITA, S/N 23Z04447, 1332 HP AT 1800 RPM, TURBOCHARGED AND AFTERCOOLED DIESEL ENGINE FOR AN ELECTRICAL GENERATOR. | 1 | 0 | 0 | 0 | 1 | Diesel |  | 1332 | 993.2724 | 2021-11-25 | 354.00 | 2022-08-16 | 375.00 | 21 | 20858.7204 | 18.9479 | 32.711 | -117.1664 | 1 | rooftop | 500 | W Harbor Dr |  |  | San Diego | CA | San Diego County | 92101 | US | San Diego Geographic Information Source - JPA
APCD2007-PTO-921375 | Active | 2009-07-31 | [34C] Emergency Standby Engine | 701 B Investment, LLC | Zac Paukner | 701 B St San Diego, CA | 92101 | N | EMERGENCY ENGINE GENERATOR SET: CATERPILLAR ENGINE, MODEL D348TA, S/N 36J03213, 775 BHP, TURBOCHARGED, AFTERCOOLED; DRIVING GENERATOR MODEL # 620-483361111, S/N 84712. 961498 (3/97) 17CCR93115 SJE 11/05 | 0 | 0 | 0 | 0 | 0 | Unknown |  | 775 | 577.9175 | [5 empty] | 0 | 0 | 32.7176 | -117.1579 | 1 | rooftop | 701 | B St |  |  | San Diego | CA | San Diego County | 92101 | US | San Diego Geographic Information Source - JPA
APCD2007-PTO-930089 | Active | 2009-07-31 | [34C] Emergency Standby Engine | Scripps Memorial Hospital La Jolla | Chief Engr | 9888 Genesee Av La Jolla, CA | 92037 | I | EMERGENCY GENERATOR: KOHLER MODEL 150ROZ, 150 KW, DRIVEN BY A CUMMINS MODEL 6CTA8.3-G, 6-CYL IN-LINE, TURBOCHARGED, AFTERCOOLED, 4-CYCLE, 277 BHP DIESEL ENGINE. JCM 10/93 930089 17CCR93115 SJE10/06 | 1 | 0 | 0 | 0 | 1 | Diesel | 150 | 277 | 150 | 2021-08-06 | 433.10 | 2021-08-06 | 445.50 | 12.4 | 1860 | 1.6896 | 32.8852 | -117.2251 | 1 | rooftop | 9888 | Genesee Ave |  |  | LA Jolla | CA | San Diego County | 92037 | US | San Diego Geographic Information Source - JPA
APCD2007-PTO-930740 | Active | 2009-07-31 | [34C] Emergency Standby Engine | Kaiser Foundation Hospitals | Michael English | Zion Medical Center,4647 Zion Ave San Diego, CA | 92120 | J | EMERGENCY ENGINE/GENERATOR SET: GENERATOR, KATO MODEL A223920020, 1125 KW; DIESEL ENGINE, CATERPILLAR, MODEL D3512, HP 1592, S/N 24Z05264; CRANK CASE VENT FILTER, DYNAPURE; (APPL #930740/CW) 0794 930740 17CCR93115 SJE02/07, 985008JFT | 1 | 0 | 0 | 0 | 1 | Diesel | 1125 | 1592 | 1125 | [5 empty] | 0 | 0 | 32.7916 | -117.095 | 1 | rooftop | 4647 | Zion Ave |  |  | San Diego | CA | San Diego County | 92120 | US | San Diego Geographic Information Source - JPA
APCD2007-PTO-930741 | Active | 2009-07-31 | [34C] Emergency Standby Engine | Kaiser Foundation Hospitals | Michael English | Zion Medical Center,4647 Zion Ave San Diego, CA | 92120 | J | EMERGENCY ENGINE/GENERATOR SET: GENERATOR, KATO 1125 KW, MODEL A223920020; DIESEL ENGINE, CATERPILLAR, 1592 HP, MODEL D3512, S/N24Z05260; CRANK CASE EVENT FILTER, DYNAPURE; (APPL #930741/CW) 0794 930741 17CCR93115 SJE02/07, 985009JFT | 1 | 0 | 0 | 0 | 1 | Diesel | 125 | 1592 | 125 | [5 empty] | 0 | 0 | 32.7916 | -117.095 | 1 | rooftop | 4647 | Zion Ave |  |  | San Diego | CA | San Diego County | 92120 | US | San Diego Geographic Information Source - JPA
APCD2007-PTO-931059 | Active | 2009-07-31 | [34C] Emergency Standby Engine | Scripps Media, Inc. dba KGTV | Patrick Givans | 2122 Via Casa Alta La Jolla, CA | 92037 | I | EMERGENCY ENGINE/GENERATOR SET: CATERPILLAR GENERATOR MODEL SR-4, S/N 9BB00646; CATERPILLAR ENGINE, MODEL 3208, STANDBY HP 230, DIESEL FUEL S/N 30A01972; CRANKCASE VENT FILTER, CATERPILLAR FACTORY INSTALLED, VENTS TO ENGINE AIR INTAKE DUCT (APPL #931059/CW) 1294 93105917CCR93115SJE11/05 | 1 | 0 | 0 | 0 | 1 | Diesel |  | 230 | 171.511 | [5 empty] | 0 | 0 | 32.841 | -117.2539 | 1 | range_interpolation | 2122 | Via Casa Alta |  |  | LA Jolla | CA | San Diego County | 92037 | US | TIGER/LineÂ® dataset from the US Census Bureau
APCD2007-PTO-941138 | Active | 2009-07-31 | [34C] Emergency Standby Engine | One Harbor Drive Homeowners Association | Alicia Zajaceskowski | 200 Harbor Drive San Diego, CA | 92101 | N | EMERGENCY ENGINE GENERATOR SET: DETROIT DIESEL ENGINE, MODEL 8163-7416, S/N 16VF0069170, 1232 BHP, WITH TURBOCHARGER, AFTERCOOLER; DRIVING A KOHLER GENERATOR, MODEL 750 ROZD, S/N 274119. (941138-CCN-12/95) 17CCR93115 SJE10/06 | 1 | 0 | 0 | 0 | 1 | Diesel |  | 1232 | 918.7024 | [5 empty] | 0 | 0 | 32.7089 | -117.1624 | 1 | rooftop | 200 | Harbor Dr |  |  | San Diego | CA | San Diego County | 92101 | US | San Diego Geographic Information Source - JPA
APCD2007-PTO-950163 | Active | 2009-07-31 | [34H] California Certified Emergency Standby Engine | Irvine Company |  | Wells Fargo Plaza,401 B St #307 San Diego, CA | 92101 | N | Emergency Diesel Engine Generator: John Deere, Model 6135HFG75A, 755 BHP, S/N RG6135G013384, Model Year 2021, Tier 2 certified of Engine Family MJDXL13.5132; driving a 510-kW emergency electrical generator. Vertical exhaust with flapper-type raincap, 340 feet above ground. | 1 | 0 | 0 | 0 | 1 | Diesel | 510 | 755 | 510 | [5 empty] | 0 | 0 | 32.7174 | -117.1606 | 1 | rooftop | 401 | B St | Ste | 307 | San Diego | CA | San Diego County | 92101 | US | San Diego Geographic Information Source - JPA
APCD2007-PTO-960586 | Active | 2009-07-31 | [34H] California Certified Emergency Standby Engine | US NAVY | John Jay | USN Amphibious Base 2 PUB, Silver Strand Bl Coronado, CA | 92155 | O | EMERGENCY STANDBY ENGINE: JOHN DEERE DIESEL ENGINE, MODEL 4045TF150, S/N PE4045T246681, RATED AT 99 BHP, EPA CERTIFIED OF ENGINE FAMILY NUMBER 2JDXL06.8014, TURBOCHARGED, DRIVING A 60 KW GENERATOR. (960586-GDS-1/98)(979254-CCN-5/03)(984010-SJE-2/06) | 1 | 0 | 0 | 0 | 1 | Diesel | 60 | 99 | 60 | 2022-04-21 | 111.20 | 2022-04-21 | 111.20 | 0 | 0 | 0 | 32.6992 | -117.2096 | 0.5 | place |  |  |  |  | Coronado | CA | San Diego County | 92118 | US | TIGER/LineÂ® dataset from the US Census Bureau
APCD2007-PTO-960651 | Active | 2009-07-31 | [34C] Emergency Standby Engine | USN FASOTRAGRUPAC | Commanding Officer | 34567 Hwy 79 South Warner Springs, CA | 92086 | B | EMERGENCY STANDBY ENGINE, GENERAL MOTORS, MODEL # GM 4.3L, S/N 4P3L30945, PROPANE FIRED, 75 BHP, EQUIPPED WITH A JOHNSON MATTHEY BANDITO CATALYTIC CONVERTER MODEL CXX-2-3, DRIVING A 33 KW GENERATOR. APPL# 984592 EFH 09/07 | 0 | 0 | 0 | 1 | 1 | Propane | 33 | 75 | 33 | 2021-07-27 | 477.70 | 2022-06-27 | 535.20 | 57.5 | 1897.5 | 1.5634 | 33.3389 | -116.7194 | 1 | range_interpolation | 34567 | Hwy 79 |  |  | Warner Springs | CA | San Diego County | 92086 | US | TIGER/LineÂ® dataset from the US Census Bureau
APCD2007-PTO-960743 | Active | 2009-07-31 | [34H] California Certified Emergency Standby Engine | SAN DIEGO CITY OF METRO WASTEWATER DEPT |  | 18695 POMERADO RD SAN DIEGO, CA | 92128 | F | Emergency Diesel Engine Generator: John Deere, Model 4045HF285H, S/N: PE4045N017989; Model Year 2018; Engine Family JJDXL04.5119; Tier 3 certified;133 bhp rated; driving a 99 kW emergency electrical generator. | 1 | 0 | 0 | 0 | 1 | Diesel | 99 | 133 | 99 | 2021-05-20 | 5.80 | 2022-05-18 | 16.40 | 10.6 | 1049.4 | 0.95327 | 33.0455 | -117.0653 | 1 | range_interpolation | 18695 | Pomerado Rd |  |  | San Diego | CA | San Diego County | 92128 | US | TIGER/LineÂ® dataset from the US Census Bureau
APCD2007-PTO-961075 | Active | 2009-07-31 | [34W] Registered Engine (Rule 12) | Oasis Surgery Center | Facility Administrator | 5471 Kearny Villa Rd San Diego, CA | 92123 | J | EMERGENCY ENGINE GENERATOR SET: CUMMINS DIESEL ENGINE, MODEL NTA 855-G3, S/N 30358321, 535 HP. 961075 EFH 02/98 17CCR93115 SJE 01/06 | 1 | 0 | 0 | 0 | 1 | Diesel |  | 535 | 398.9495 | [5 empty] | 0 | 0 | 32.8335 | -117.1373 | 1 | rooftop | 5471 | Kearny Villa Rd |  |  | San Diego | CA | San Diego County | 92123 | US | San Diego Geographic Information Source - JPA
APCD2007-PTO-961365 | Active | 2009-07-31 | [34W] Registered Engine (Rule 12) | Scripps Memorial Hospital La Jolla | Chief Engr | 9888 Genesee Ave La Jolla, CA | 92037 | I | EMERGENCY STANDBY ENGINE: DETROIT DIESEL MODEL 16V92TA-8163-7416, S/N WA 506 335 1196, 750 KW, 1232 HP, TURBOCHARGED, AFTERCOOLED. 961365AFS31JAN2002JFT APP984962 ATCM HOSPITAL FEB2807 | 1 | 0 | 0 | 0 | 1 | Diesel | 750 | 1232 | 750 | 2021-08-06 | 783.50 | 2021-08-06 | 795.90 | 12.4 | 9300 | 8.4481 | 32.8852 | -117.2251 | 1 | rooftop | 9888 | Genesee Ave |  |  | LA Jolla | CA | San Diego County | 92037 | US | San Diego Geographic Information Source - JPA
APCD2007-PTO-961366 | Active | 2009-07-31 | [34W] Registered Engine (Rule 12) | Scripps Memorial Hospital La Jolla | Chief Engr | 9888 Genesee Av La Jolla, CA | 92037 | I | EMERGENCY STANDBY ENGINE: DETROIT DIESEL MODEL 16V92TA-8163-7416, S/N WA 506 403 1196, 750 KW, 1232 HP, TURBOCHARGED, AFTERCOOLED. 961366AFS31JAN2002JFT APP984963 ATCM HOSPITAL FEB2807 | 1 | 0 | 0 | 0 | 1 | Diesel | 750 | 1232 | 750 | 2021-08-06 | 782.00 | 2021-08-06 | 794.60 | 12.6 | 9450 | 8.5843 | 32.8852 | -117.2251 | 1 | rooftop | 9888 | Genesee Ave |  |  | LA Jolla | CA | San Diego County | 92037 | US | San Diego Geographic Information Source - JPA
APCD2007-PTO-961817 | Active | 2009-07-31 | [34W] Registered Engine (Rule 12) | 1 Columbia Investment, LLC |  | 401 W A St San Diego, CA | 92101 | N | EMERGENCY STANDBY ENGINE, CATERPILLAR, MODEL D348PC, S/N 36J03262, 890 HP, DRIVING A 600 KW GENERATOR. 961817 EFH 12/98 (982983 4/05) (984401 5/06) 17CCR93115 SJE04/06 | 0 | 0 | 0 | 0 | 0 | Unknown | 600 | 890 | 600 | 2021-06-29 | 568.30 | 2021-06-29 | 571.30 | 3 | 1800 | 0 | 32.7183 | -117.167 | 1 | rooftop | 401 | W A St |  |  | San Diego | CA | San Diego County | 92101 | US | San Diego Geographic Information Source - JPA
APCD2007-PTO-971505 | Active | 2009-07-31 | [34W] Registered Engine (Rule 12) | Torrey Pines Senior Living |  | 13101 Hartfield Ave San Diego, CA | 92130 | M | Emergency engine generator: 474 hp Detroit Diesel model 6V-92TA, S/N 8063-7416, Turbocharged, aftercooled. (980104 9/03) 17CCR93115 SJE11/05, 985002-SJE | 1 | 0 | 0 | 0 | 1 | Diesel |  | 474 | 353.4618 | 2021-12-31 | 420.90 | 2022-08-19 | 450.50 | 29.6 | 10462.4693 | 9.504 | 32.9566 | -117.2304 | 1 | range_interpolation | 13101 | Hartfield Ave |  |  | San Diego | CA | San Diego County | 92130 | US | TIGER/LineÂ® dataset from the US Census Bureau
APCD2007-PTO-971513 | Active | 2009-07-31 | [34H] California Certified Emergency Standby Engine | The Irvine Company |  | Symphony Tower,750 B St #1200 San Diego, CA | 92101 | N | EMERGENCY ENGINE: JOHN DEERE, MODEL 6068T, DIESEL FIRED, TIER 2 CERTIFIED,160 BHP, TURBOCHARGED, S/N PF6068T544197, DRIVING A FIRE PUMP. (07/10/98 ALC 971513)(03/07 ALC 984061) | 1 | 0 | 0 | 0 | 1 | Diesel |  | 160 | 119.312 | 2021-08-11 | 303.60 | 2021-08-11 | 321.10 | 17.5 | 2087.96 | 1.8967 | 32.7181 | -117.1579 | 1 | rooftop | 750 | B St | Ste | 1200 | San Diego | CA | San Diego County | 92101 | US | San Diego Geographic Information Source - JPA
APCD2007-PTO-971622 | Active | 2009-07-31 | [34W] Registered Engine (Rule 12) | Kaiser Foundation Hospitals | Michael English | 4650 Palm Ave San Diego, CA | 92154 | S | EMERGENCY DIESEL ENGINE: DETROIT DIESEL 8V92TA-8083-7405, S/N 397272, 568 TURBOCHARGED, MODEL YEAR 1998, DRIVING A 350 KW GENERATOR (S/N 08VF175973). GDS 7/98 971622 17CCR93115 SJE09/06985103-SJE-8/2007 ATCM 40 HR HEALTHCARE | 1 | 0 | 0 | 0 | 1 | Diesel | 350 | Unknown | 350 | [5 empty] | 0 | 0 | 32.5851 | -117.0336 | 1 | rooftop | 4650 | Palm Ave |  |  | San Diego | CA | San Diego County | 92154 | US | City of San Diego
APCD2007-PTO-971783 | Active | 2009-07-31 | [34W] Registered Engine (Rule 12) | PRIME US-SORRENTO TOWERS, LLC | Karen Hyett | 5355 Mira Sorrento Place San Diego, CA | 92121 | G | EMERGENCY ENGINE GENERATOR: 500 HP LEROY SOMER MODEL DM2 300D DIESEL ENGINE, S/N 89236-1. (984041 1/06) 8/98 GDS 971783 17CCR93115 SJE 12/05 | 1 | 0 | 0 | 0 | 1 | Diesel |  | 500 | 372.85 | 2021-12-08 | 363.70 | 2021-12-08 | 376.50 | 12.8 | 4772.48 | 4.3353 | 32.8943 | -117.2032 | 1 | rooftop | 5355 | Mira Sorrento Pl |  |  | San Diego | CA | San Diego County | 92121 | US | San Diego Geographic Information Source - JPA
APCD2007-PTO-971784 | Active | 2009-07-31 | [34W] Registered Engine (Rule 12) | Dexcom, Inc. | Rosanne Iwanicki | 5375 Mira Sorrento Place Ste 230 San Diego, CA | 92121 | G | EMERGENCY FIRE PUMP ENGINE: GM CLARK DDFPO4A1-1, S/N 4A-2828112,238 BHP. (984041 1/06) 8/98 GDA 971784 ABOVE MFG, MODEL, S/N CORRECTED FROM METRON PUMP CONTROLLER'S MODEL & S/N TO EXISTING ENGINE MAKE, MODEL, AND SERIAL NUMBER AND BHP ADDED AT TIME OF ATCM PERMIT CHANGES. 17CCR93115 SJE 02/06 (ATCM: ENGINE NUMBERS CORRECTED) | 0 | 0 | 0 | 0 | 0 | Unknown |  | 238 | 177.4766 | 2021-12-08 | 141.50 | 2021-12-08 | 158.00 | 16.5 | 2928.3639 | 0 | 32.8943 | -117.2032 | 1 | rooftop | 5375 | Mira Sorrento Pl | Ste | 230 | San Diego | CA | San Diego County | 92121 | US | San Diego Geographic Information Source - JPA
APCD2007-PTO-971785 | Active | 2009-07-31 | [34W] Registered Engine (Rule 12) | Dexcom, Inc. | Rosanne Iwanicki | 5375 Mira Sorrento Place Ste 230 San Diego, CA | 92121 | G | EMERGENCY ENGINE GENERATOR: 500 HP LEROY SOMER MODEL DMT 300-D DIESEL ENGINE, S/N 89236-2. (984041 1/06) 8/98 GDS 971785 17CCR93115 SJE 12/05 | 1 | 0 | 0 | 0 | 1 | Diesel |  | 500 | 372.85 | 2021-12-08 | 325.80 | 2021-12-08 | 327.70 | 1.9 | 708.415 | 0.64352 | 32.8943 | -117.2032 | 1 | rooftop | 5375 | Mira Sorrento Pl | Ste | 230 | San Diego | CA | San Diego County | 92121 | US | San Diego Geographic Information Source - JPA
APCD2007-PTO-972401 | Active | 2009-07-31 | [34W] Registered Engine (Rule 12) | 600 B Street San Diego Owner LLC c/o LPC West Inc | Nestor Gimeno | 600 B Street Suite 2480 San Diego, CA | 92101 | N | EMERGENCY ENGINE GENERATOR: 350 HORSEPOWER CATERPILLAR DIESEL ENGINE MODEL D346, S/N 39J1002. (984289 5/06) 972401 GDS 3/99 17CCR93115 SJE11/05 | 1 | 0 | 0 | 0 | 1 | Diesel |  | 350 | 260.995 | 2021-11-25 | 994.50 | 2022-08-16 | 1005.00 | 10.5 | 2740.4475 | 2.4894 | 32.7182 | -117.1588 | 1 | rooftop | 600 | B St | Ste | 2480 | San Diego | CA | San Diego County | 92101 | US | San Diego Geographic Information Source - JPA
APCD2007-PTO-972555 | Active | 2009-07-31 | [34W] Registered Engine (Rule 12) | Meridian Master Assoc | General Manager | 700 Front St San Diego, CA | 92101 | N | EMERGENCY STANDBY ENGINE, CUMMINS MODEL V-378-F2, 137 HP, S/N 20238282, ENGINE DRIVES A FIRE PUMP. APPL# 972555 EFH 12/98 17CCR93115 SJE03/07 | 0 | 0 | 0 | 0 | 0 | Unknown |  | 137 | 102.1609 | 2021-09-28 | 405.00 | 2021-09-28 | 415.00 | 10 | 1021.609 | 0 | 32.7131 | -117.1652 | 1 | rooftop | 700 | Front St |  |  | San Diego | CA | San Diego County | 92101 | US | San Diego Geographic Information Source - JPA
APCD2007-PTO-972887 | Active | 2009-07-31 | [34W] Registered Engine (Rule 12) | Richard J Donovan Correctional Facility | Daniel McCourt | 480 Alta Rd San Diego, CA | 92179 | R | EMERGENCY ENGINE GENERATOR: 474 HORSEPOWER DETROIT DIESEL ENGINE, SERIAL NUMBER 06VF221173 WITH 275 KW KOHLER 275ROCD. 972887 GDS 5/99 17CCR93115 SJE 03/07 | 1 | 0 | 0 | 0 | 1 | Diesel | 275 | 474 | 275 | 2021-09-09 | 785.50 | 2021-09-09 |  |  | 0 | 0 | 32.5811 | -116.9272 | 1 | rooftop | 480 | Alta Rd |  |  | San Diego | CA | San Diego County | 92179 | US | San Diego Geographic Information Source - JPA
APCD2007-PTO-973041 | Active | 2009-07-31 | [34H] California Certified Emergency Standby Engine | USN Submarine Base | Commanding Officer | Bldg 202 San Diego, CA | 92106 | I | EMERGENCY DIESEL ENGINE: CUMMINS 4BTA3.9-G5, S/N: 46680017, 99 BHP, TURBOCHARGED, AFTERCOOLED, EPA TIER 2 CERTIFIED OF ENGINE FAMILY #6CEXL0239AAG, DRIVING A 50 KW GENERATOR MODEL 50DGCA. 984710-SJE-10/2007 | 1 | 0 | 0 | 0 | 1 | Diesel | 50 | 99 | 50 | 2021-06-17 | 309.40 | 2021-06-17 | 319.40 | 10 | 500 | 0.4542 | 32.7241 | -117.1709 | 0.5 | place |  |  |  |  | San Diego | CA | San Diego County | 92101 | US | TIGER/LineÂ® dataset from the US Census Bureau
APCD2007-PTO-973173 | Active | 2009-07-31 | [34W] Registered Engine (Rule 12) | KUSI TV | Chief Engineer | 12197 Hwy 94 Spring Valley, CA | 91978 | Q | CATERPILLAR MODEL 3408, 325 BHP, S/N 67U11141. [973173 AFS12 APR1999 17CCR93115 03/07] | 0 | 0 | 0 | 0 | 0 | Unknown |  | 325 | 242.3525 | 2022-05-12 | 60.75 | 2022-05-12 | 64.00 | 3.25 | 787.6456 | 0 | 32.6971 | -116.9343 | 1 | rooftop | 12197 | Highway 94 |  |  | Spring Valley | CA | San Diego County | 91978 | US | San Diego Geographic Information Source - JPA
APCD2007-PTO-973740 | Active | 2009-07-31 | [34W] Registered Engine (Rule 12) | Alvarado Hospital | Paul Staughton | 6655 Alvarado Rd San Diego, CA | 92120 | J | CLARK/DETROIT DIESEL ALLISON DIESEL ENGINE MODEL PDFP-L4YN, 60 BHP, S/N 00508917. DRIVES A FIRE PUMP. 973740AFS09AUG1999 (977002 8/01)17CCR93115SJE01/07 | 1 | 0 | 0 | 0 | 1 | Diesel |  | 60 | 44.742 | 2021-09-01 | 561.50 | 2021-09-01 | 579.10 | 17.6 | 787.4592 | 0.71532 | 32.7761 | -117.0574 | 1 | rooftop | 6655 | Alvarado Rd |  |  | San Diego | CA | San Diego County | 92120 | US | San Diego Geographic Information Source - JPA
APCD2007-PTO-974200 | Active | 2009-07-31 | [34W] Registered Engine (Rule 12) | Level 3 Communications | Facility Manager | 1747 S Escondido Blvd Escondido, CA | 92025 | D | EMERGENCY ENGINE GENERATOR, 200 HP NEW HOLLAND DIESEL ENGINE MODEL GTS040W, S/N 2047050. APPL# 974200 EFH 1/00 (984724 9/06) (17CCR93115) SJE01/07 | 1 | 0 | 0 | 0 | 1 | Diesel |  | 200 | 149.14 | 2021-12-31 | 243.50 | 2022-01-25 | 251.40 | 7.9 | 1178.206 | 1.0703 | 33.1035 | -117.0727 | 1 | rooftop | 1747 | S Escondido Blvd |  |  | Escondido | CA | San Diego County | 92025 | US | San Diego Geographic Information Source - JPA
APCD2007-PTO-974418 | Active | 2009-07-31 | [34W] Registered Engine (Rule 12) | GOVERNMENT EMPLOYEES INSURANCE COMPANY |  | 14111 DANIELSON ST POWAY, CA | 92064 | F | EMERGENCY ENGINE: CATERPILLAR, MODEL 3512, DIESEL FIRED, 2172 BHP, S/N: 6WN00258, DRIVING AN ELECTRIC GENERATOR. (974418 ALC 01/00) 17CCR93115 SJE 11/06 | 1 | 0 | 0 | 0 | 1 | Diesel |  | 2172 | 1619.6604 | 2022-04-22 | 312.00 | 2022-04-22 | 313.00 | 1 | 1619.6604 | 1.4713 | 32.9395 | -117.0254 | 1 | rooftop | 14111 | Danielson St |  |  | Poway | CA | San Diego County | 92064 | US | San Diego Geographic Information Source - JPA
APCD2007-PTO-977808 | Active | 2009-07-31 | [34C] Emergency Standby Engine | Verizon Wireless | Regional Manager | 2052 Otay Valley Road Chula Vista, CA | 91911 | R | EMERGENCY STANDBY ENGINE: JOHN DEERE DIESEL ENGINE, MODEL 4045DF150, S/N T04045D894804, RATED AT 71 BHP, DRIVING A 40 KW GENERATOR. (977808-3/03) 17CCR93115 SJE10/05 | 1 | 0 | 0 | 0 | 1 | Diesel | 40 | 71 | 40 | 2022-02-01 | 345.80 | 2022-02-01 | 345.80 | 0 | 0 | 0 | 32.6443 | -116.9735 | 0.79 | nearest_rooftop_match | 2060 | Otay Lakes Rd |  |  | Chula Vista | CA | San Diego County | 91913 | US | San Diego Geographic Information Source - JPA
APCD2007-PTO-977863 | Active | 2009-07-31 | [34H] California Certified Emergency Standby Engine | Integrated DNA Technologies | Joseph Wood | 6828 Nancy Ridge Dr #400 San Diego, CA | 92121 | G | EMERGENCY STANDBY ENGINE: JOHN DEERE DIESEL ENGINE, MODEL 6081TF001, S/N RG6081T151076, RATED AT 211 BHP, TIER 1 CERTIFIED OF ENGINE FAMILY NUMBER 2JDXL08.1009, TURBOCHARGED, DRIVING A 135 KW GENERATOR. VERTICAL EXHAUST WITH FLAPPER-TYPE RAINCAP, 8.65 FEET ABOVE GROUND. | 1 | 0 | 0 | 0 | 1 | Diesel | 135 | 211 | 135 | 2021-10-15 | 379.70 | 2021-10-15 | 382.60 | 2.9 | 391.5 | 0.35564 | 32.8865 | -117.1758 | 1 | rooftop | 6828 | Nancy Ridge Dr | Ste | 400 | San Diego | CA | San Diego County | 92121 | US | San Diego Geographic Information Source - JPA
APCD2007-PTO-978015 | Active | 2009-07-31 | [34H] California Certified Emergency Standby Engine | Padres Construction LP | General Manager | 100 Park Blvd San Diego, CA | 92101 | N | EMERGENCY ENGINE: CUMMINS, MODEL QST30-G1, 1135 BHP, DIESEL FIRED, TURBOCHARGED, AFTERCOOLED, S/N 37204360, CARB CERTIFICATION NO. U-R-2-105, EPA CERTIFICATION NO. CEX-NR9-01-32, DRIVING A 750-KW ELECTRIC GENERATOR. (978015 ALC 10/03)17CCR93115SJE05/07 | 1 | 0 | 0 | 0 | 1 | Diesel | 750 | 1135 | 750 | [5 empty] | 0 | 0 | 32.7079 | -117.1523 | 1 | rooftop | 100 | Park Blvd |  |  | San Diego | CA | San Diego County | 92101 | US | San Diego Geographic Information Source - JPA
APCD2007-PTO-978016 | Active | 2009-07-31 | [34H] California Certified Emergency Standby Engine | Padres Construction LP | General Manager | 100 Park Bl San Diego, CA | 92101 | N | EMERGENCY ENGINE: CUMMINS, MODEL QST30-G1, 1135 BHP, DIESEL FIRED, TURBOCHARGED, AFTERCOOLED, S/N 37204475, CARB CERTIFICATE NO. U-R-2-105, EPA CERTIFICATE NO. CEX-NR9-01-32, DRIVING A 750-KW ELECTRIC GENERATOR. (978016 ALC 10/03) 17CCR93115SJE05/07 | 1 | 0 | 0 | 0 | 1 | Diesel | 750 | 1135 | 750 | [5 empty] | 0 | 0 | 32.7079 | -117.1523 | 1 | rooftop | 100 | Park Blvd |  |  | San Diego | CA | San Diego County | 92101 | US | San Diego Geographic Information Source - JPA
APCD2007-PTO-978182 | Active | 2009-07-31 | [34H] California Certified Emergency Standby Engine | Pacific Bell | Maintenance Staff | 139 Rosebay Dr Encinitas, CA | 92024 | E | EMERGENCY STANDBY GENERATOR: ONE (1) 1807 BHP CATERPILLAR ENGINE, MODEL 3512-DITA, S/N 1GZ01025, WITH TURBO CHARGING AND AFTER COOLING, FIRED ON DIESEL FUEL, CARB CERIFICATION NO. U-R-1-135, EPA CERTIFICATION YEAR: 2000, DRIVING A 1250 KW GENERATOR. EAD 2/13/06 978182 | 1 | 0 | 0 | 0 | 1 | Diesel | 250 | 807 | 250 | [5 empty] | 0 | 0 | 33.0497 | -117.2735 | 1 | rooftop | 139 | Rosebay Dr |  |  | Encinitas | CA | San Diego County | 92024 | US | San Diego Geographic Information Source - JPA
APCD2007-PTO-978821 | Active | 2009-07-31 | [34C] Emergency Standby Engine | DFA Investment Group, LLC | Chris Deck | 10150 Meanly Dr San Diego, CA | 92131 | F | EMERGENCY STANDBY ENGINE: DETROIT DIESEL ENGINE, MODEL 6063-TK35, S/N 06R0595491, RATED AT 550 BHP, EPA CERTIFIED OF ENGINE FAMILY NUMBER1DDXL12.7VGD, TURBOCHAGED, DRIVING A 350 KW GENERATOR.(978821-CCN-5/04)17CCR93115SJE10/05 | 1 | 0 | 0 | 0 | 1 | Diesel | 350 | 550 | 350 | 2021-07-14 | 125.90 | 2022-06-29 | 131.00 | 5.1 | 1785 | 1.6215 | 32.91 | -117.1074 | 1 | rooftop | 10150 | Meanley Dr |  |  | San Diego | CA | San Diego County | 92131 | US | San Diego Geographic Information Source - JPA
APCD2007-PTO-979014 | Active | 2009-07-31 | [34H] California Certified Emergency Standby Engine | Vereit Inc | Jessica Moynihan | 101 Riverview Pkwy Santee, CA | 92071 | H | EMERGENCY ENGINE: -DETROIT DIESEL, MODEL 12V4000 / T123-7K36, 2200 BHP, DIESEL FIRED, TURBOCHARGED, INTERCOOLED, S/N 0748810, DRIVING A 1500-KW ELECTRIC GENERATOR. (984436 6/06)(979014 ALC 01/04) 17CCR93115 SJE03/06 | 1 | 0 | 0 | 0 | 1 | Diesel | 500 | 2200 | 500 | [5 empty] | 0 | 0 | 32.8398 | -116.9784 | 1 | rooftop | 101 | Riverview Pkwy |  |  | Santee | CA | San Diego County | 92071 | US | Sandoval
APCD2007-PTO-979106 | Active | 2009-07-31 | [34H] California Certified Emergency Standby Engine | Bioserv Corporation | Lance Steverson | 5340 Eastgate Mall San Diego, CA | 92121 | G | EMERGENCY STANDBY ENGINE: JOHN DEERE DIESEL ENGINE, MODEL 4045TF250, S/N PE4045T236932, RATED AT 134 BHP, EPA CERTIFIED OF ENGINE FAMILY NUMBER 2JDXL06.8014, TURBO-CHARGED, DRIVING AN 80 KW GENERATOR. (979106-CCN-4/03) 17CCR93115 SJE8/06 | 1 | 0 | 0 | 0 | 1 | Diesel | 80 | 134 | 80 | [5 empty] | 0 | 0 | 32.883 | -117.1904 | 1 | rooftop | 5340 | Eastgate Mall |  |  | San Diego | CA | San Diego County | 92121 | US | San Diego Geographic Information Source - JPA
APCD2007-PTO-979189 | Active | 2009-07-31 | [34H] California Certified Emergency Standby Engine | Grossmont District Hospital | Engineering Supervisor | 5555 Grossmont Center Dr La Mesa, CA | 91942 | K | EMERGENCY STANDBY ENGINE: DETROIT DIESEL ENGINE, MODEL R123-7K35, S/N 5352002573, RATED AT 910 BHP, EPA CERTIFIED OF ENGINE FAMILY NUMBER 2DDXL31.8XRE, TUBOCHARGED, INTERCOOLED, DRIVING A 610 KW GENERATOR. (979189-CCN-9/03) 17CCR93115 SJE03/06 JFTATCMHOSPAPP984788JAN1107 | 1 | 0 | 0 | 0 | 1 | Diesel | 610 | 910 | 610 | 2021-12-31 | 442.16 | 2022-06-03 | 466.76 | 24.6 | 15006 | 13.6313 | 32.7816 | -117.0072 | 1 | rooftop | 5555 | Grossmont Center Dr |  |  | LA Mesa | CA | San Diego County | 91942 | US | San Diego Geographic Information Source - JPA
APCD2007-PTO-979195 | Active | 2009-07-31 | [34W] Registered Engine (Rule 12) | MTS South Bay Division | Facility Manager | 3650 Main St #A Chula Vista, CA | 91911 | R | ONE (1) EMERGENCY ENGINE GENERATOR, CATERPILLAR DIESEL ENGINE, MODEL CAT3054, S/N 4ZK04783. APPL# 979195EFH02/03 17CCR93115SJE12/05 | 1 | 0 | 0 | 0 | 1 | Diesel |  | Unknown | Unknown | 2021-12-13 | 471.20 | 2021-12-13 | 476.90 | 5.7 | #VALUE! | 0 | 32.5965 | -117.0545 | 1 | rooftop | 3650 | Main St | # | A | Chula Vista | CA | San Diego County | 91911 | US | San Diego Geographic Information Source - JPA
APCD2007-PTO-979196 | Active | 2009-07-31 | [34H] California Certified Emergency Standby Engine | MTS South Bay Division | Facility Manager | 3650 Main St #A Chula Vista, CA | 91911 | R | ONE (1) EMERGENCY ENGINE GENERATOR: DETROIT DIESEL ENGINE, 1120HP, MODEL R1237K36, S/N 968671, DIESEL FIRED, TURBOCHARGED AND AFTERCOOLED, DRIVING A 750 KW GENERATOR, S/N 0740955. APPL# 979196EFH10/03 17CCR93115SJE12/05 | 1 | 0 | 0 | 0 | 1 | Diesel | 750 | 1120 | 750 | 2021-12-13 | 442.30 | 2021-12-13 | 461.50 | 19.2 | 14400 | 13.0809 | 32.5965 | -117.0545 | 1 | rooftop | 3650 | Main St | # | A | Chula Vista | CA | San Diego County | 91911 | US | San Diego Geographic Information Source - JPA
APCD2007-PTO-979295 | Active | 2009-07-31 | [34H] California Certified Emergency Standby Engine | Spinnaker Homeowner's Association | Facility Manager | 900 Breakwater Pt San Diego, CA | 92154 | S | EMERGENCY ENGINE: JOHN DEERE, MODEL 6068TF250, 190 BHP, DIESEL FIRED, S/N PE6068T308615, DRIVING A 100-KW ELECTRIC GENERATOR (S/N 0775883). (979295 ALC 02/04) 17CCR93115 SJE2/2007 | 1 | 0 | 0 | 0 | 1 | Diesel | 100 | 190 | 100 | 2021-05-20 |  | 2022-07-01 | 202.50 |  | 0 | 0 | 33.2381 | -117.2779 | 0.57 | nearest_rooftop_match | 905 | Brookwood Pl |  |  | Oceanside | CA | San Diego County | 92056 | US | San Diego Geographic Information Source - JPA
APCD2007-PTO-979537 | Active | 2009-07-31 | [34H] California Certified Emergency Standby Engine | SD County Dept of Julian Rd PR3024 | Thomas Rathgeb | 1524 Hwy 78 Julian, CA | 92036 | D | EMERGENCY STANDBY ENGINE: -JOHN DEERE DIESEL ENGINE -MODEL 4045DF150 -S/N TO4045D888074 RATED AT 71 BHP, EPA CERTIFIED OF ENGINE FAMILY NUMBER 1JDXL06.8016, DRIVING A 30 KW GENERATOR. (979537-CCN-8/04) 17CCR93115 SJE 10/05 | 1 | 0 | 0 | 0 | 1 | Diesel | 30 | 71 | 30 | 2021-10-08 | 773.30 | 2021-10-08 | 777.50 | 4.2 | 126 | 0.11446 | 33.0766 | -116.5919 | 1 | range_interpolation | 1524 | Hwy 78 |  |  | Julian | CA | San Diego County | 92036 | US | TIGER/LineÂ® dataset from the US Census Bureau
APCD2007-PTO-979559 | Active | 2009-07-31 | [34C] Emergency Standby Engine | La Vita Homeowners Association | Facility Manager | 300 Beech St W San Diego, CA | 92101 | N | EMERGENCY STANDBY ENGINE: CUMMINS DIESEL ENGINE, MODEL QSX15-G9, S/N 79023475, RATED AT 755 BHP, TURBOCHARGED, DRIVING A 450 GENERATOR.(979559-CCN-11/04) 17CCR93115 SJE11/05 (ATCM DATA: ENG.# 79023475) | 1 | 0 | 0 | 0 | 1 | Diesel |  | 755 | 563.0035 | 2021-09-15 | 112.00 | 2021-09-15 | 118.00 | 6 | 3378.021 | 3.0686 | 32.7211 | -117.162 | 1 | range_interpolation | 300 | Beech St |  |  | San Diego | CA | San Diego County | 92101 | US | TIGER/LineÂ® dataset from the US Census Bureau
APCD2007-PTO-979560 | Active | 2009-07-31 | [34C] Emergency Standby Engine | Lavita Homeowners Association | Facility Manager | 300 Beech St W San Diego, CA | 92101 | N | EMERGENCY STANDBY ENGINE: CLARK DIESEL FIRE PUMP ENGINE, MODEL JU6H-UF50,S/N PE6068T322436, RATED AT 210 BHP, TURBOCHARGED, DRIVING A 750 GPM FIRE PUMP. (979560-CCN-6/05) | 1 | 0 | 0 | 0 | 1 | Diesel |  | 210 | 156.597 | 2021-09-15 | 250.40 | 2021-09-15 | 271.00 | 20.6 | 3225.8982 | 2.9304 | 32.7211 | -117.162 | 1 | range_interpolation | 300 | Beech St |  |  | San Diego | CA | San Diego County | 92101 | US | TIGER/LineÂ® dataset from the US Census Bureau
APCD2007-PTO-979603 | Active | 2009-07-31 | [34C] Emergency Standby Engine | Verizon Wireless | Project Manager | 16275 Pomerado Rd Poway, CA | 92064 | F | INTERNAL COMBUSTION ENGINE. MAKE: JOHN DEERE. MODEL: 4045DF150. SERIAL NO PE4045D192519. DIESEL FUELED. RATED: 71 HP. NATURAL ASPIRATION. DRIVES AN ELECTRICAL EMERGENCY GENERATOR RATED AT 40 KW. JFTNEWOCT290317CCR93115SJE11/06JFTCHGEQPTDESCRIPTFEB2107 | 1 | 0 | 0 | 0 | 1 | Diesel | 40 | 71 | 40 | 2022-04-05 | 326.60 | 2022-04-05 | 326.60 | 0 | 0 | 0 | 33.0082 | -117.0558 | 1 | rooftop | 16275 | Pomerado Rd |  |  | Poway | CA | San Diego County | 92064 | US | San Diego Geographic Information Source - JPA
APCD2007-PTO-979780 | Active | 2009-07-31 | [34H] California Certified Emergency Standby Engine | HIR Avenue of Science LLC | Facility Manager | 15110 Avenue of Science San Diego, CA | 92128 | F | INTERNAL COMBUSTION ENGINE. MAKE: JOHN DEERE. MODEL: 3029TF150. SERIAL NO:PE3029T217072. BHP RATING 64 HP. DIESEL FUELED. EQUIPPED WITH TURBO CHARGER. DRIVES AN ELECTRICAL EMERGENCY GENERATOR RATED AT 40 KW. JFTNEWSEP2904 EADCOLDEC2806 982244 | 1 | 0 | 0 | 0 | 1 | Diesel | 40 | 72 | 40 | 2022-04-01 | 188.80 | 2022-04-01 | 188.80 | 0 | 0 | 0 | 32.9897 | -117.0814 | 1 | rooftop | 15110 | Ave Of Science |  |  | San Diego | CA | San Diego County | 92128 | US | San Diego Geographic Information Source - JPA
APCD2007-PTO-979959 | Active | 2009-07-31 | [34H] California Certified Emergency Standby Engine | Diamond Terrace Owners Association | Ryan Anaya | c/o Menas Realty Company,427 9th Av San Diego, CA | 92101 | N | EMERGENCY STANDBY ENGINE: DETROIT DIESEL ENGINE, MODEL 6063HK35, S/N 06RD787639 RATED AT 635 BHP, MODEL YEAR 2002, EPA TIER 1 CERTIFIED OF ENGINE FAMILY NUMBER 2DDXL14.0VLD, TURBO CHARGED, DRIVING A 405 KW GENERATOR. (979959-CCN-6/05) | 1 | 0 | 0 | 0 | 1 | Diesel | 405 | 635 | 405 | [5 empty] | 0 | 0 | 32.7167 | -117.1454 | 1 | street_center |  | C St |  |  | San Diego | CA | San Diego County | 92102 | US | TIGER/LineÂ® dataset from the US Census Bureau
APCD2007-PTO-980010 | Active | 2009-07-31 | [34H] California Certified Emergency Standby Engine | ARE-SD Region No. 68, LLC | Jennifer Bearse | 11355 N Torrey Pines Rd San Diego, CA | 92121 | G | EMERGENCY STANDBY ENGINE: CATERPILLAR DIESEL ENGINE, MODEL C6.6, PIN CAT00C66HSDA00133, MODEL 1106D-TAG2, S/N SDA0133, RATED AT 217 BHP, MODEL YEAR 2006, EPA TIER 3 CERTIFIED OF ENGINE FAMILY NUMBER 6PKXL06.6PJ1, TURBOCHARGED, AFTERCOOLED, DRIVING A 125 KW GENERATOR. (980010-JFT-10/03)(17CCR93115-SJE-11/05)(984925-CCN-2/07) | 1 | 0 | 0 | 0 | 1 | Diesel | 125 | 217 | 125 | 2021-12-31 | 209.90 | 2022-04-29 | 219.50 | 9.6 | 1200 | 1.0901 | 32.9109 | -117.2439 | 1 | rooftop | 11355 | N Torrey Pines Rd |  |  | LA Jolla | CA | San Diego County | 92037 | US | San Diego Geographic Information Source - JPA
APCD2007-PTO-980035 | Active | 2009-07-31 | [34W] Registered Engine (Rule 12) | CA ST DEPT OF FORESTRY RAMONA AIR BASIN |  | 2498 MONTECITO RD RAMONA, CA | 92065 | F | ONE (1) EMERGENCY ENGINE GENERATOR, 100 HP JOHN DEERE ENGINE, MODEL 4045TFISO, S/N TO4045T825265. APPL# 980035 EFH 10/03 17CCR93115 SJE07/07 | 0 | 0 | 0 | 0 | 0 | Unknown |  | 100 | 74.57 | 2021-12-31 | 450.10 | 2022-06-17 | 458.90 | 8.8 | 656.216 | 0 | 33.0397 | -116.9158 | 1 | rooftop | 2498 | Montecito Rd |  |  | Ramona | CA | San Diego County | 92065 | US | San Diego Geographic Information Source - JPA
APCD2007-PTO-980245 | Active | 2009-07-31 | [34H] California Certified Emergency Standby Engine | Verizon Wireless (Nesville) | Project Manager | 1542 E Valley Parkway Escondido, CA | 92027 | D | EMERGENCY ENGINE: JOHN DEERE, MODEL 4045DF150, S/N TO4045D894473, 71 BHP, DIESEL FIRED, CARB CERTIFICATION NO. U-R-004-0119, EPA CERTIFICATION NO. JDX-NR6-02-08, DRIVING A 40-KW GENERATOR. (980245 ALC 12/04) 17CCR93115SJE02/07 | 1 | 0 | 0 | 0 | 1 | Diesel | 40 | 71 | 40 | 2021-08-27 | 186.70 | 2021-08-27 | 193.00 | 6.3 | 252 | 0.22892 | 33.1336 | -117.0609 | 1 | range_interpolation | 1542 | E Valley Pkwy |  |  | Escondido | CA | San Diego County | 92027 | US | TIGER/LineÂ® dataset from the US Census Bureau
APCD2007-PTO-980393 | Active | 2009-07-31 | [34C] Emergency Standby Engine | Acqua Vista Homeowners Association | Guillermo Garcia | 425 W Beech St San Diego, CA | 92101 | N | EMERGENCY STANDBY ENGINE: 1135 BHP CUMMINS MODEL QST30-G1 DIESEL FIRED ENGINE, TURBOCHARGED, AFTERCOOLED, CARB# U-R-002-0188, EPA FAMILY # 3CEXL030.ABA, S/N 37206695, S/O # 10437, DRIVING A 750 KW GENERATOR. 980393 EAD 02/15/07 | 1 | 0 | 0 | 0 | 1 | Diesel | 750 | 135 | 750 | [5 empty] | 0 | 0 | 32.7204 | -117.167 | 1 | rooftop | 425 | W Beech St |  |  | San Diego | CA | San Diego County | 92101 | US | San Diego Geographic Information Source - JPA
APCD2007-PTO-980446 | Active | 2009-07-31 | [34C] Emergency Standby Engine | Columbia Tower | Facility Manager | 904 State St San Diego, CA | 92101 | N | ONE (1) EMERGENCY STANDBY ENGINE: 300 BHP JOHN DEERE MODEL 6081AF001 TURBO CHARGED, INNER COOLED ENGINE, DRIVING A KOHLER MODEL 180REOZJB 180 KW GENERATOR. FUEL USED IS DIESEL. GENERATOR S/N 07780802JDXL08.1008. S/N RG6081A162397 [980446 EAD 01/16/07] | 1 | 0 | 0 | 0 | 1 | Diesel | 180 | 300 | 180 | [5 empty] | 0 | 0 | 32.7148 | -117.1668 | 1 | rooftop | 904 | State St |  |  | San Diego | CA | San Diego County | 92101 | US | San Diego Geographic Information Source - JPA
APCD2007-PTO-980693 | Active | 2009-07-31 | [34W] Registered Engine (Rule 12) | SBC Pacific Bell |  | MT WOODSON RADIO SITE RAMONA, CA | 92065 | F | EMERGENCY ENGINE: CUMMINS, MODEL 4BT3.9, 86 BHP, DIESEL FIRED, TURBOCHARGED, S/N 44236864. (980693 ALC 02/07) | 1 | 0 | 0 | 0 | 1 | Diesel |  | 86 | 64.1302 | 2021-11-24 | 722.00 | 2021-11-24 | 758.30 | 36.3 | 2327.9263 | 2.1147 | 33.0045 | -116.9585 | 1 | street_center |  | Mt Woodson Rd |  |  | Ramona | CA | San Diego County | 92065 | US | TIGER/LineÂ® dataset from the US Census Bureau
APCD2007-PTO-980701 | Active | 2009-07-31 | [34H] California Certified Emergency Standby Engine | SD CO OF SHERIFF STA PR0302 |  | 175 EL CAMINO REAL N ENCINITAS, CA | 92024 | E | EMERGENCY STANDBY ENGINE: 134 BHP JOHN DEERE MODEL 4045TF250 WITH TURBOCHARGING, CARB# U-R-004-0119, EPA #JDX-NR6-02-08, S/N: PE4045T321962, DRIVING A 80 KW GENERATOR. 980701 EAD 02/15/07 | 0 | 0 | 0 | 0 | 0 | Unknown | 80 | 134 | 80 | [5 empty] | 0 | 0 | 33.0447 | -117.2594 | 1 | range_interpolation | 175 | El Camino Real |  |  | Encinitas | CA | San Diego County | 92024 | US | TIGER/LineÂ® dataset from the US Census Bureau
APCD2007-PTO-980791 | Active | 2009-07-31 | [34H] California Certified Emergency Standby Engine | SD City of Metro Wastewater Dept | Brent Bowman | 16715 Via Del Campo Ct San Diego, CA | 92127 | F | INTERNAL COMBUSTION ENGINE. MAKE: JOHN DEERE. MODEL: 6081 TF001. SERIAL NO: RG6081T104407. YEAR OF MANUFACTURE: 2001. BHP RATING: 190 HP. DIESEL FUELED EQUIPPED WITH A TURBO CHARGER. DRIVES AN ELECTRICAL EMERGENCY GENERATOR RATED AT 125 KW. JFTNEWFEB1105 17CCR93115 SJE 2/06 | 1 | 0 | 0 | 0 | 1 | Diesel | 125 | 190 | 125 | 2021-05-20 | 240.60 | 2022-05-18 | 250.20 | 9.6 | 1200 | 1.0901 | 33.0176 | -117.0959 | 1 | range_interpolation | 16715 | Via Del Campo Ct |  |  | San Diego | CA | San Diego County | 92127 | US | TIGER/LineÂ® dataset from the US Census Bureau
APCD2007-PTO-980867 | Active | 2009-07-31 | [34W] Registered Engine (Rule 12) | San Ysidro Health | James Tuggle | 957 Forest Gate Rd Campo, CA | 91906 | R | EMERGENCY ENGINE: CUMMINS, MODEL 4BT3.9-G2, 102 BHP, DIESEL FIRED, TURBOCHARGED, S/N 44253223. (980867 ALC 03/04) 17CCR93115S JE0 1/07 | 1 | 0 | 0 | 0 | 1 | Diesel |  | 102 | 76.0614 | 2021-05-06 | 746.30 | 2022-05-10 | 746.30 | 0 | 0 | 0 | 32.6042 | -116.467 | 1 | rooftop | 957 | Forest Gate Rd |  |  | Campo | CA | San Diego County | 91906 | US | San Diego Geographic Information Source - JPA
APCD2007-PTO-981102 | Active | 2009-07-31 | [34W] Registered Engine (Rule 12) | North County Transit District | Kenny Pouncey | 755 Norlak Avenue Escondido, CA | 92025 | D | EMERGENCY STANDBY ENGINE: 82 BHP MODEL CSG-649I-6005-A FORD NATURAL GAS FIRED ENGINE, S/N 40412-1-04-98, DRIVING A KOHLER MODEL 45 RZ GENERATOR,S/N 067-7895. 981102 EAD 1/18/05 17CCR93115 SJE11/06 (EQ.DESC./BEC CHANGE, ALC 12/06) | 0 | 0 | 1 | 0 | 1 | Natural Gas |  | 82 | 61.1474 | 2021-12-28 | 785.90 | 2022-05-12 | 838.30 | 52.4 | 3204.1238 | 2.327 | 33.1203 | -117.0921 | 1 | range_interpolation | 755 | Norlak Ave |  |  | Escondido | CA | San Diego County | 92025 | US | TIGER/LineÂ® dataset from the US Census Bureau
APCD2007-PTO-981187 | Active | 2009-07-31 | [34H] California Certified Emergency Standby Engine | Estancia La Jolla Hotel & Spa | Desmond Jones | 9700 TORREY PINES ROAD N LA JOLLA, CA | 92037 | I | EMERGENCY STANDBY ENGINE: 395 BHP CUMMINS MODEL QSM11-GI DIESEL FIRED ENGINE WITH AFTERCOOLING AND TURBOCHARGING, S/N: 35084948, CARB # U-R-002-0159, EPA CEX-NR7-02-43.1, TIER 2, DRIVING A 259 KW GENERATOR. 981187 EAD 3/29/07 | 1 | 0 | 0 | 0 | 1 | Diesel | 259 | 395 | 259 | 2022-06-03 | 328.40 | 2022-06-03 | 334.50 | 6.1 | 1579.9 | 1.4352 | 32.8837 | -117.2437 | 0.8 | range_interpolation | 9700 | N Torrey Pines Rd |  |  | LA Jolla | CA | San Diego County | 92037 | US | TIGER/LineÂ® dataset from the US Census Bureau
APCD2007-PTO-981346 | Active | 2009-07-31 | [34C] Emergency Standby Engine | Albertsons #745 | Jill Washburn | 655 14th St San Diego, CA | 92101 | N | EMERGENCY ENGINE: GENERAL MOTORS, MODEL GM22383-GA3, 75 BHP, NATURAL GAS FIRED, S/N 4.3L-17592, WITH A JOHNSON-MATTHEY "BANDITO" MODEL CX-4-4 CATALYTIC CONVERTER. (981346 ALC 02/07) | 0 | 0 | 1 | 0 | 1 | Natural Gas |  | 75 | 55.9275 | 2021-12-30 | 277.80 | 2022-09-08 | 306.40 | 28.6 | 1599.5265 | 1.1617 | 32.7121 | -117.1515 | 1 | rooftop | 655 | 14th St |  |  | San Diego | CA | San Diego County | 92101 | US | Sandoval
APCD2007-PTO-981480 | Active | 2009-07-31 | [34H] California Certified Emergency Standby Engine | Pacific Beacon LLC | Mark Molina | 3725 Norman Scott San Diego, CA | 92136 | S | EMERGENCY STANDBY ENGINE: -VOLVO DIESEL ENGINE -MODEL D250 9.6A60 -S/N: 2100327307 RATED AT 394 BHP, EPA CERTIFIED OF ENGINE FAMILY NUMBER 3VPXL09.6ACB, TURBOCHARGED, DRIVING A 240 KW GENERATOR. (981480-CCN-7/04) 17CCR93115 SJE12/05984019-SJE-2/06 ATCM CONDITION BEC CHANGE | 1 | 0 | 0 | 0 | 1 | Diesel | 240 | 394 | 240 | 2021-12-16 | 279.00 | 2022-07-05 | 293.60 | 14.6 | 3504 | 3.183 | 32.7836 | -117.0549 | 0.7 | street_center |  | Norman Ln |  |  | San Diego | CA | San Diego County | 92120 | US | TIGER/LineÂ® dataset from the US Census Bureau
APCD2007-PTO-981621 | Active | 2009-07-31 | [34H] California Certified Emergency Standby Engine | US General Services Administration | Jose Charles | 405 Tecate Rd Tecate, CA | 91980 | R | EMERGENCY STANDBY ENGINE, CUMMINS DIESEL ENGINE, MODEL KTA50-G9, S/N 33156960, RATED AT 2220 BHP, EPA CERTIFIED OF ENGINE FAMILY NUMBER 3CEXL050. ABA, TURBOCHARGED, AFTERCOOLED, DRIVING A 1250 KW GENERATOR. (981621-CCN-11/04) 17 CCR 93115 SJE 03/07 | 1 | 0 | 0 | 0 | 1 | Diesel | 250 | 2220 | 250 | 2022-05-09 | 1155.60 | 2022-05-09 | 1165.60 | 10 | 2500 | 2.271 | 32.5768 | -116.628 | 0.9 | nearest_rooftop_match | 404 | Tecate Rd |  |  | Tecate | CA | San Diego County | 91980 | US | San Diego Geographic Information Source - JPA
APCD2007-PTO-981766 | Active | 2009-07-31 | [34H] California Certified Emergency Standby Engine | The Home Depot | Store Mgr | 725 Plaza Ct Chula Vista, CA | 91910 | Q | EMERGENCY STANDBY ENGINE: JOHN DEERE DIESEL ENGINE, MODEL 6068TF250, S/N: PE6068T383246, RATED AT 190 BHP, MODEL YEAR 2004, EPA TIER 1 CERTIFIED OF ENGINE FAMILY NUMBER 4JDXL06.8014, TURBOCHARGED, DRIVING A GENERATOR. (981766-ALC-3/06) | 1 | 0 | 0 | 0 | 1 | Diesel |  | 190 | 141.683 | [5 empty] | 0 | 0 | 32.6373 | -117.0317 | 1 | rooftop | 725 | Plaza Ct |  |  | Chula Vista | CA | San Diego County | 91910 | US | Sandoval
APCD2007-PTO-981774 | Active | 2009-07-31 | [34W] Registered Engine (Rule 12) | Level 3 Communications | Brian Beitler | 8923 Complex Dr San Diego, CA | 92123 | J | EMERGENCY STANDBY ENGINE: DETROIT DIESEL ENGINE, MODEL 81237416 D600 FRX4,S/N 12VF013506, RATED AT 947 BHP, DRIVING A KATOLIGHT GENERATOR. (981774-CCN-9/04)(984723 9/06)17CCR93115 SJE01/07 | 1 | 0 | 0 | 0 | 1 | Diesel |  | 947 | 706.1779 | 2021-06-30 | 340.60 | 2021-06-30 | 347.20 | 6.6 | 4660.7741 | 4.2338 | 32.83 | -117.1343 | 1 | rooftop | 8923 | Complex Dr |  |  | San Diego | CA | San Diego County | 92123 | US | San Diego Geographic Information Source - JPA
APCD2007-PTO-981800 | Active | 2009-07-31 | [34H] California Certified Emergency Standby Engine | SD Unified School District | Facility Manager | 4100 Normal St San Diego, CA | 92103 | M | ONE (1) EMERGENCY STANDBY ENGINE, VOLVO DIESEL ENGINE, 602HP, MODEL TDA 1242GE, TURBOCHARGED, AND AFTERCOOLED. APP# 981800 EFH 06/06 | 1 | 0 | 0 | 0 | 1 | Diesel |  | 602 | 448.9114 | 2021-09-21 | 28.00 | 2021-09-21 | 46.60 | 18.6 | 8349.752 | 7.5849 | 32.7553 | -117.1476 | 1 | rooftop | 4100 | Normal St |  |  | San Diego | CA | San Diego County | 92103 | US | San Diego Geographic Information Source - JPA
APCD2007-PTO-981946 | Active | 2009-07-31 | [34W] Registered Engine (Rule 12) | Walzem Trust | General Manager | 3180 University Av San Diego, CA | 92104 | K | EMERGENCY DIESEL ENGINE: -130 HP DETROIT DIESEL ENGINE -MODEL 353T -S/N SNDDFP03DT5068 DIRECTLY DRIVES FIRE PUMP. APPL# 981946 EFH 05/06 (SJE-04/07 BEC CORRECTED) | 1 | 0 | 0 | 0 | 1 | Diesel |  | 130 | 96.941 | 2021-11-15 | 85.50 | 2022-03-22 | 91.80 | 6.3 | 610.7283 | 0.55478 | 32.7488 | -117.1256 | 1 | rooftop | 3180 | University Ave |  |  | San Diego | CA | San Diego County | 92104 | US | San Diego Geographic Information Source - JPA
APCD2007-PTO-981970 | Active | 2009-07-31 | [34W] Registered Engine (Rule 12) | The Irvine Company | Harris Wayne | 4225 Executive SQ San Diego, CA | 92037 | I | INTERNAL COMBUSTION ENGINE. MAKE: CUMMINS, MODEL: 6C3-8.3, SERIAL NO.: 4424-5526, DIESEL FUELED. BHP RATING: 207 HP. JFTNEWDEC140417CCR93115SJE8/06 | 1 | 0 | 0 | 0 | 1 | Diesel |  | 207 | 154.3599 | 2022-04-15 | 587.41 | 2022-04-15 | 592.41 | 5 | 771.7995 | 0.7011 | 32.8738 | -117.2157 | 0.9 | rooftop | 4225 | Executive Sq |  |  | LA Jolla | CA | San Diego County | 92037 | US | City of San Diego
APCD2007-PTO-981971 | Active | 2009-07-31 | [34W] Registered Engine (Rule 12) | The Irvine Company | Harris Wayne | 4225 Executive SQ San Diego, CA | 92037 | I | INTERNAL COMBUSTION ENGINE. MAKE: CATERPILLAR, MODEL: 3208/PL4925-89, SERIAL NO.: 90N71472, DIESEL FUELED. BHP RATING: 121 HP. DRIVES A FIRE PUMP. JFTNEWDEC140417CCR93115SJE8/06 | 1 | 0 | 0 | 0 | 1 | Diesel |  | 121 | 90.2297 | 2022-04-15 | 500.50 | 2022-04-15 | 507.50 | 7 | 631.6079 | 0.57375 | 32.8738 | -117.2157 | 0.9 | rooftop | 4225 | Executive Sq |  |  | LA Jolla | CA | San Diego County | 92037 | US | City of San Diego
APCD2007-PTO-981994 | Active | 2009-07-31 | [34W] Registered Engine (Rule 12) | Otay Water District Buena Vista Pump Station | Facility Manager | 1306 Buena Vista Spring Valley, CA | 91977 | K | EMERGENCY ENGINE GENERATOR: 316 HP CATERPILLAR DIESEL ENGINE MODEL 3306, S/N 85Z13532, AFTERCOOLED AND FOUR DEGREE TIMING RETARD. APPL# 981994 EFH 07/05 | 1 | 0 | 0 | 0 | 1 | Diesel |  | 316 | 235.6412 | 2022-04-05 | 3937.00 | 2022-04-05 | 3940.00 | 3 | 706.9236 | 0.64216 | 32.7176 | -116.9934 | 0.95 | range_interpolation | 1306 | Buena Vista Ave |  |  | Spring Valley | CA | San Diego County | 91977 | US | TIGER/LineÂ® dataset from the US Census Bureau
APCD2007-PTO-982064 | Active | 2009-07-31 | [34W] Registered Engine (Rule 12) | FALLBROOK HOSP SKILLED NURSING FACILITY |  | 325 Potter Street FALLBROOK, CA | 92028 | A | EMERGENCY STANDBY DIESEL ENGINE (GENERAC, 4.0 L, serial number 64238, RATED AT 100.6 BHP) DRIVING A GENERATOR (60 KW, MFR: GENERAC, MODEL 87A01423-S, S/N 831335) (982064-CCN-11/04) 17CCR93115 SJE02/07 | 1 | 0 | 0 | 0 | 1 | Diesel | 60 | 1006 | 60 | 2021-06-10 | 106.20 | 2021-06-10 | 111.60 | 5.4 | 324 | 0.29432 | 33.3794 | -117.2435 | 1 | rooftop | 325 | Potter St |  |  | Fallbrook | CA | San Diego County | 92028 | US | San Diego Geographic Information Source - JPA
APCD2007-PTO-982112 | Active | 2009-07-31 | [34C] Emergency Standby Engine | City of San Diego-Public Utilities Department | Salvador Coria | 21077 Lyons Valley Road Alpine, CA | 91901 | H | EMERGENCY STANDBY ENGINE: 74 BHP JOHN DEERE MODEL 4045TF150 LEAN BURN DIESEL FIRED ENGINE WITH TURBOCHARGING AND 4 DEGREES TIMING RETARD. EPA CERTIFICATE NO. JDX-NR4-03-18; S/N PE4045T299338 EAD 982112 1/2/07 | 1 | 0 | 0 | 0 | 1 | Diesel |  | 74 | 55.1818 | [5 empty] | 0 | 0 | 32.7198 | -116.6805 | 1 | rooftop | 21077 | Lyons Valley Rd |  |  | Alpine | CA | San Diego County | 91901 | US | San Diego Geographic Information Source - JPA
APCD2007-PTO-982120 | Active | 2009-07-31 | [34H] California Certified Emergency Standby Engine | St Pauls Episcopal Home Inc | General Manager | 2635 Second Ave. San Diego, CA | 92103 | M | Emergency Diesel Engine: MTU, Model OM926LA rated at 331 bhp, S/N XG2100400004, Engine Family: KMBXL07.2RJC, EPA Tier 3 certified engine; driving a 200 kW generator. | 1 | 0 | 0 | 0 | 1 | Diesel | 200 | 331 | 200 | 2021-07-08 | 9.54 | 2021-07-08 | 10.57 | 1.03 | 206 | 0.18713 | 32.733 | -117.1628 | 1 | rooftop | 2635 | 2nd Ave |  |  | San Diego | CA | San Diego County | 92103 | US | San Diego Geographic Information Source - JPA
APCD2007-PTO-982121 | Active | 2009-07-31 | [34H] California Certified Emergency Standby Engine | Omni La Costa Resort & Spa | Owner Manager | 2100 Costa del Mar Rd Carlsbad, CA | 92009 | E | EMERGENCY STANDBY ENGINE: 82 BHP CUMMINS MODEL 4BT3.3-G2 LEAN BURN DIESEL FIRED ENGINE WITH TURBOCHARGING, S/N B3368015109; EPA# CEX-NR4-03-18; CARB# U-R-002-0181, DRIVING A 50 KW GENERATOR. (GEN # I030544646) 982121 EAD 12/28/06 | 1 | 0 | 0 | 0 | 1 | Diesel | 50 | 82 | 50 | 2021-12-31 | 144.50 | 2022-03-25 | 164.80 | 20.3 | 1015 | 0.92202 | 33.0904 | -117.2674 | 1 | range_interpolation | 2100 | Costa Del Mar Rd |  |  | Carlsbad | CA | San Diego County | 92009 | US | TIGER/LineÂ® dataset from the US Census Bureau
APCD2007-PTO-982138 | Active | 2009-07-31 | [34H] California Certified Emergency Standby Engine | Naval Information Warfare Center Pacific |  | 53560 Hull Street San Diego, CA | 92152 | I | INTERNAL COMBUSTION ENGINE. MAKE: AB VOLVO PENTA. MODEL: D350 12.1 A65, SERIAL NO.: D12 471074 D1 A. DIESEL FUELED, EQUIPPED WITH TURBOCHARGER AND CHARGE AIR COOLER. BHP RATING: 539. ENGINE CERTIFIED FAMILY: 4VPXL12.1ACB. DRIVES AN ELECTRICAL EMERGENCY GENERATOR RATED AT 360 KW. FUNCTIONAL GROUP - RESEARCH, DEVELOPMENT, TEST, AND EVALUATION (RDT&E). JFT NEW JUN 26 07 | 1 | 0 | 0 | 0 | 1 | Diesel | 360 | 539 | 360 | 2022-07-07 | 115.50 | 2022-07-07 | 118.00 | 2.5 | 900 | 0.81755 | 32.724 | -117.2479 | 0.7 | street_center |  | Hill St |  |  | San Diego | CA | San Diego County | 92107 | US | TIGER/LineÂ® dataset from the US Census Bureau
APCD2007-PTO-982183 | Active | 2009-07-31 | [34W] Registered Engine (Rule 12) | City Of San Marcos | Facility Manager | 180 Mission Rd W San Marcos, CA | 92069 | B | GENERAC DIESEL ENGINE, MODEL 5.0 L, S/N 92460A, RATED AT 125 BHP MODEL YEAR 1999. GENERATOR, MODEL 99A 07416 S, S/N 2052451. (APP#982183-SH-8/07) | 1 | 0 | 0 | 0 | 1 | Diesel |  | 125 | 93.2125 | 2021-08-31 | 257.20 | 2022-07-08 | 257.20 | 0 | 0 | 0 | 33.1428 | -117.1626 | 0.9 | range_interpolation | 180 | E Mission Rd |  |  | San Marcos | CA | San Diego County | 92069 | US | TIGER/LineÂ® dataset from the US Census Bureau
APCD2007-PTO-982482 | Active | 2009-07-31 | [34H] California Certified Emergency Standby Engine | Pinnacle Museum Tower HOA | Hunter Hammonds | 550 Front St San Diego, CA | 92101 | N | EMERGENCY STANDBY ENGINE: MITSUBISHI DIESEL ENGINE, MODEL SGR-Y1PTA-4, S/N 18788, RATED AT 898 BHP, MODEL YEAR 2004, EPA TIER 1 CERTIFIED OF ENGINE FAMILY NUMBER 4MVXL24.5ABA, TURBOCHARGED, DRIVING A 600 KW GENERATOR (982482-CCN-12/05) | 1 | 0 | 0 | 0 | 1 | Diesel | 600 | 898 | 600 | 2021-08-30 | 261.60 | 2021-08-30 | 275.20 | 13.6 | 8160 | 7.4125 | 32.7111 | -117.1652 | 1 | rooftop | 550 | Front St |  |  | San Diego | CA | San Diego County | 92101 | US | San Diego Geographic Information Source - JPA
APCD2007-PTO-982483 | Active | 2009-07-31 | [34C] Emergency Standby Engine | Pinnacle Museum Tower HOA | Hunter Hammonds | 550 Front St San Diego, CA | 92101 | N | EMERGENCY STANDBY ENGINE: : John Deere Diesel Engine, Model 6081HF001, S/N RG6081H164051 , RATED AT 300 BHP, MODEL YEAR 2004, TURBOCHARGED, AFTER COOLED DRIVING A 750 GPM FIRE PUMP.(982483-CCN-12/05) | 1 | 0 | 0 | 0 | 1 | Diesel |  | 300 | 223.71 | 2021-08-30 | 256.50 | 2021-08-30 | 276.30 | 19.8 | 4429.458 | 4.0237 | 32.7111 | -117.1652 | 1 | rooftop | 550 | Front St |  |  | San Diego | CA | San Diego County | 92101 | US | San Diego Geographic Information Source - JPA
APCD2007-PTO-982490 | Active | 2009-07-31 | [34W] Registered Engine (Rule 12) | MACYS #078 |  | 555 BROADWAY CHULA VISTA, CA | 91910 | Q | EMERGENCY STANDBY ENGINE: JOHN DEERE DIESEL ENGINE, MODEL 4045TF150, S/N T4045T821097, RATED AT 100 BHP, DRIVING A GENERATOR. (982490-CCN-2/05)17CCR93115SJE10/06 | 1 | 0 | 0 | 0 | 1 | Diesel |  | 100 | 74.57 | [5 empty] | 0 | 0 | 32.6297 | -117.0857 | 1 | rooftop | 555 | Broadway |  |  | Chula Vista | CA | San Diego County | 91910 | US | San Diego Geographic Information Source - JPA
APCD2007-PTO-982509 | Active | 2009-07-31 | [34W] Registered Engine (Rule 12) | SAN DIEGO MARRIOTT MISSION VALLEY |  | 8757 RIO SAN DIEGO DR SAN DIEGO, CA | 92108 | M | EMERGENCY ENGINE GENERATOR, 355 HP CUMMINS DIESEL ENGINE MODEL NT-855_G2, S/N 30312900 APPL# 982509 EFH 07/05 | 1 | 0 | 0 | 0 | 1 | Diesel |  | 355 | 264.7235 | 2021-12-31 | 536.00 | 2022-07-28 | 342.40 | -193.6 | -51250.4696 | -46.5556 | 32.7749 | -117.1399 | 1 | rooftop | 8757 | Rio San Diego Dr |  |  | San Diego | CA | San Diego County | 92108 | US | San Diego Geographic Information Source - JPA
APCD2007-PTO-982533 | Active | 2009-07-31 | [34W] Registered Engine (Rule 12) | Precision Toxicology LLC DBA Precision Diagnostics | Joe Bastoni | 4215 Sorrento Valley Rd San Diego, CA | 92121 | G | EMERGENCY STANDBY ENGINE: DETROIT DIESEL MODEL 1063-7305, S/N 06A474372 RATED AT 275 BHP. (APP #982533, ED, MARCH 08, 2006) | 1 | 0 | 0 | 0 | 1 | Diesel |  | 275 | 205.0675 | 2021-12-23 | 275.20 | 2022-01-18 | 280.60 | 5.4 | 1107.3645 | 1.0059 | 32.9043 | -117.214 | 0.8 | rooftop | 4215 | Sorrento Valley Blvd |  |  | San Diego | CA | San Diego County | 92121 | US | San Diego Geographic Information Source - JPA
APCD2007-PTO-982548 | Active | 2009-07-31 | [34W] Registered Engine (Rule 12) | Vista Healthcare Center | Facility Manager | 247 Bobier Dr E Vista, CA | 92084 | B | EMERGENCY STANDBY ENGINE: CUMMINS DIESEL ENGINE, MODEL 4B-3.9, S/N 44254746 RATED AT 60 BHP.(982548-CCN-3/05)17CCR93115 SJE02/07 | 1 | 0 | 0 | 0 | 1 | Diesel |  | 60 | 44.742 | 2022-03-08 | 526.30 | 2022-03-08 | 529.20 | 2.9 | 129.7518 | 0.11787 | 33.2213 | -117.2483 | 0.9 | range_interpolation | 247 | W Bobier Dr |  |  | Vista | CA | San Diego County | 92083 | US | TIGER/LineÂ® dataset from the US Census Bureau
APCD2007-PTO-982561 | Active | 2009-07-31 | [34W] Registered Engine (Rule 12) | Cibus US LLC | Mike Gehris | 10788 Roselle St San Diego, CA | 92121 | G | EMERGENCY STANDBY ENGINE: JOHN DEERE DIESEL ENGINE, MODEL 6076TF010, S/N: RG6076T186710, RATED AT 211 BHP, DRIVING A GENERATOR. (982561-CCN-5/05) | 1 | 0 | 0 | 0 | 1 | Diesel |  | 211 | 157.3427 | 2021-12-31 | 199.90 | 2022-03-30 | 216.80 | 16.9 | 2659.0916 | 2.4155 | 32.8979 | -117.2229 | 1 | rooftop | 10788 | Roselle St |  |  | San Diego | CA | San Diego County | 92121 | US | San Diego Geographic Information Source - JPA
APCD2007-PTO-982570 | Active | 2009-07-31 | [34W] Registered Engine (Rule 12) | The Irvine Company |  | 4365 Executive Drive San Diego, CA | 92121 | G | EMERGENCY DIESEL ENGINE: CUMMINS MODEL "KH", S/N 43103976, 390 HP, DIESEL-FUELED, DRIVING A GENERATOR. 982570-SJE-4/06 | 1 | 0 | 0 | 0 | 1 | Diesel |  | 390 | 290.823 | 2021-06-25 | 435.60 | 2022-07-05 | 456.20 | 20.6 | 5990.9538 | 5.4421 | 32.8741 | -117.2103 | 1 | rooftop | 4365 | Executive Dr |  |  | San Diego | CA | San Diego County | 92121 | US | San Diego Geographic Information Source - JPA
APCD2007-PTO-982571 | Active | 2009-07-31 | [34W] Registered Engine (Rule 12) | The Irvine Company |  | 4365 Executive Drive San Diego, CA | 92121 | G | EMERGENCY ENGINE GENERATOR, 375 HP CATERPILLAR DIESEL ENGINE, MODEL D3406, S/N 02WB04419 APPL# 982571 EFH 07/05 | 1 | 0 | 0 | 0 | 1 | Diesel |  | 375 | 279.6375 | 2021-06-25 | 299.50 | 2022-07-05 | 320.00 | 20.5 | 5732.5687 | 5.2074 | 32.8741 | -117.2103 | 1 | rooftop | 4365 | Executive Dr |  |  | San Diego | CA | San Diego County | 92121 | US | San Diego Geographic Information Source - JPA
APCD2007-PTO-982572 | Active | 2009-07-31 | [34W] Registered Engine (Rule 12) | The Irvine Company |  | 4365 Executive Drive San Diego, CA | 92121 | G | EMERGENCY DIESEL ENGINE: CATERPILLAR MODEL 3412, S/N 81209259, 749 HP, DIESEL-FUELED, DRIVING A GENERATOR. 982572-SJE-4/06 | 1 | 0 | 0 | 0 | 1 | Diesel |  | 749 | 558.5293 | 2021-06-25 | 338.00 | 2022-07-05 | 362.00 | 24 | 13404.7032 | 12.1767 | 32.8741 | -117.2103 | 1 | rooftop | 4365 | Executive Dr |  |  | San Diego | CA | San Diego County | 92121 | US | San Diego Geographic Information Source - JPA
APCD2007-PTO-982573 | Active | 2009-07-31 | [34W] Registered Engine (Rule 12) | Irvine Co - Center Side 2 |  | 3131 Camino Del Rio N Suite 1020 San Diego, CA | 92108 | M | EMERGENCY DIESEL ENGINE: CATERPILLAR MODEL 3412, S/N 81Z05484, 749 HP, DIESEL-FUELED, DRIVING A GENERATOR. 982573-SJE-4/06 | 1 | 0 | 0 | 0 | 1 | Diesel |  | 749 | 558.5293 | [5 empty] | 0 | 0 | 32.7756 | -117.1261 | 1 | rooftop | 3131 | Camino Del Rio N | Ste | 1020 | San Diego | CA | San Diego County | 92108 | US | San Diego Geographic Information Source - JPA
APCD2007-PTO-982574 | Active | 2009-07-31 | [34W] Registered Engine (Rule 12) | The Irvine Company-La Jolla Center |  | 9255 Town Center Dr San Diego, CA | 92122 | H | REGISTRATION OF AN EMERGENCY DIESEL ENGINE: GM 8.2L MODEL 40847112, S/N 08G0206382 , 145 HP, DIESEL-FUELED, DIRECTLY DRIVING A FIRE PUMP; 982574-SJE-4/0617CCR93115SJE06/06 | 1 | 0 | 0 | 0 | 1 | Diesel |  | 145 | 108.1265 | 2021-11-05 | 152.50 | 2021-11-05 | 166.20 | 13.7 | 1481.333 | 1.3456 | 32.8759 | -117.207 | 0.95 | rooftop | 9255 | Towne Centre Dr |  |  | San Diego | CA | San Diego County | 92121 | US | San Diego Geographic Information Source - JPA
APCD2007-PTO-982575 | Active | 2009-07-31 | [34W] Registered Engine (Rule 12) | The Irvine Company-La Jolla Center |  | 4660 La Jolla Village Drive, Suite 1025 San Diego, CA | 92122 | H | EMERGENCY ENGINE GENERATOR LOCATED AT 9255 TOWN CENTER DRIVE: 299 HP CATERPILLAR DIESEL ENGINE, MODEL 3208, S/N 5YF00270. APPL# 982575 EFH 07/05 | 1 | 0 | 0 | 0 | 1 | Diesel |  | 299 | 222.9643 | 2021-11-05 | 240.20 | 2021-11-05 | 251.90 | 11.7 | 2608.6823 | 2.3697 | 32.8746 | -117.2065 | 1 | rooftop | 4660 | LA Jolla Village Dr | Ste | 1025 | San Diego | CA | San Diego County | 92122 | US | San Diego Geographic Information Source - JPA
APCD2007-PTO-982576 | Active | 2009-07-31 | [34W] Registered Engine (Rule 12) | The Irvine Company-La Jolla Center |  | 4660 La Jolla Village Drive, Suite 1025 San Diego, CA | 92122 | H | EMERGENCY ENGINE GENERATOR, 299 HP CATERPILLAR DIESEL ENGINE MODEL 3306, S/N 85Z02207. APPL# 982576 EFH 07/05, LOCATED AT 4660 LA JOLLA VILLAGE DRIVE, | 1 | 0 | 0 | 0 | 1 | Diesel |  | 299 | 222.9643 | 2021-11-06 | 382.90 | 2021-11-06 | 397.70 | 14.8 | 3299.8716 | 2.9976 | 32.8746 | -117.2065 | 1 | rooftop | 4660 | LA Jolla Village Dr | Ste | 1025 | San Diego | CA | San Diego County | 92122 | US | San Diego Geographic Information Source - JPA
APCD2007-PTO-982737 | Active | 2009-07-31 | [34C] Emergency Standby Engine | CA ST OF HIGHWAY PATROL | CA ST OF PATROL | 9330 FARNHAM ST SAN DIEGO, CA | 92123 | J | EMERGENCY STANDBY ENGINE: CUMMINS ENGINE, FUELED WITH PROPANE GAS, MODEL GTA-855-G2, S/N 25301420, RATED AT 383 BHP, EQUIPPED WITH JOHNSON MATTHEY CATALYTIC CONVERTER, DRIVING A 215 KW GENERATOR. (982737-CCN-8/07) | 0 | 0 | 0 | 1 | 1 | Propane | 215 | 383 | 215 | 2021-12-31 | 489.20 | 2022-05-16 | 525.30 | 36.1 | 7761.5 | 6.3947 | 32.8333 | -117.128 | 1 | rooftop | 9330 | Farnham St |  |  | San Diego | CA | San Diego County | 92123 | US | San Diego Geographic Information Source - JPA
APCD2007-PTO-982786 | Active | 2009-07-31 | [34W] Registered Engine (Rule 12) | La Jolla Nursing & Rehab Center | General Manager | 2552 Torrey Pines Rd La Jolla, CA | 92037 | I | EMERGENCY ENGINE: HERCULES MODEL 2300, S/N: "UNABLE TO SEE", APPROX 50.3 HP, PROPANE-FUELED, DRIVING A 30 KW GENERATOR. 982786-SJE-4/06 | 0 | 0 | 0 | 1 | 1 | Propane | 30 | 50.3 | 30 | 2022-03-29 | 775.50 | 2022-03-29 | 786.50 | 11 | 330 | 0.27189 | 32.8518 | -117.2485 | 1 | rooftop | 2552 | Torrey Pines Rd |  |  | LA Jolla | CA | San Diego County | 92037 | US | San Diego Geographic Information Source - JPA
APCD2007-PTO-982813 | Active | 2009-07-31 | [34W] Registered Engine (Rule 12) | Country Inn & Suites by Carlson | General Manager | 5975 Lusk Blvd San Diego, CA | 92121 | G | EMERGENCY ENGINE GENERATOR, 277 HP CUMMINS ENGINE, DIESEL FIRED, MODEL N/A S/N: 44277654, DRIVING A KOHLER GENERATOR MODEL 1S0R0Z271 APPL# 982813 EFH 08/05 | 1 | 0 | 0 | 0 | 1 | Diesel |  | 277 | 206.5589 | 2021-10-22 | 362.60 | 2021-10-22 | 384.30 | 21.7 | 4482.3281 | 4.0717 | 32.8981 | -117.1925 | 1 | rooftop | 5975 | Lusk Blvd |  |  | San Diego | CA | San Diego County | 92121 | US | San Diego Geographic Information Source - JPA
APCD2007-PTO-982814 | Active | 2009-07-31 | [34H] California Certified Emergency Standby Engine | San Elijo Joint Powers Authority Moonlight Beach PS | Plant Manager | 301 Third Street Encinitas, CA | 92024 | E | EMERGENCY STANDBY ENGINE: 540 BHP AB VOLVO PENTA MODEL 350 12.1 A65 DIESEL FIRED ENGINE WITH AFTER-COOLING AND TURBO-CHARGING, S/N 2079386, DRIVING A 350 KOHLER MODEL 350REOZV GENERATOR. EPA CERTIFICATION NO. VPX-NR7-04-04; CARB CERTIFICATION NO. U-R-014-0074. 982814 EAD 4/3/07 | 1 | 0 | 0 | 0 | 1 | Diesel |  | 540 | 402.678 | [5 empty] | 0 | 0 | 33.0487 | -117.2962 | 1 | range_interpolation | 301 | 3rd St |  |  | Encinitas | CA | San Diego County | 92024 | US | TIGER/LineÂ® dataset from the US Census Bureau
APCD2007-PTO-983012 | Active | 2009-07-31 | [34W] Registered Engine (Rule 12) | Las Villas De Carlsbad | Charles Bloom | 1092 Laguna Drive Carlsbad, CA | 92008 | C | EMERGENCY ENGINE GENERATOR (S/N 364142) 66 HP JOHN DEERE DIESEL ENGINE, MODEL 4039DF001, S/N: CD4039D198759 APPL# 983012 EFH 0905 (984658 8/06) REV 12/07 | 1 | 0 | 0 | 0 | 1 | Diesel |  | 66 | 49.2162 | 2021-10-28 | 287.70 | 2021-10-28 | 293.60 | 5.9 | 290.3756 | 0.26378 | 33.1654 | -117.344 | 1 | range_interpolation | 1092 | Laguna Dr |  |  | Carlsbad | CA | San Diego County | 92008 | US | TIGER/LineÂ® dataset from the US Census Bureau
APCD2007-PTO-983120 | Active | 2009-07-31 | [34W] Registered Engine (Rule 12) | Hillcrest Manor |  | 1889 National City Blvd National City, CA | 91950 | Q | EMERGENCY ENGINE GENERATOR, 60 HP, FORD PROPANE ENGINE, MODEL 292 V8 1956 S/N 7293-A4KA. APPL# 983120 EFH 09/06 | 0 | 0 | 0 | 1 | 1 | Propane |  | 60 | 44.742 | [5 empty] | 0 | 0 | 32.6668 | -117.1029 | 1 | rooftop | 1889 | National City Blvd |  |  | National City | CA | San Diego County | 91950 | US | San Diego Geographic Information Source - JPA
APCD2007-PTO-983209 | Active | 2009-07-31 | [34H] California Certified Emergency Standby Engine | Poway Health Care Center | Facility Manager | 15632 Pomerado Rd Poway, CA | 92064 | F | EMERGENCY STANDY ENGINE: 99 BHP JOHN DEERE MODEL 4045TF270 STATIONARY DIESEL FIRED ENGINE, S/N PE4045T508988, WITH TURBOCHARGING, AND SERVING A 75 KW GENERATOR. EPA # JDX-NR4-04-16; CARB # U-R-004-0179983209 EAD 3/15/07 | 1 | 0 | 0 | 0 | 1 | Diesel | 75 | 99 | 75 | 2022-04-19 | 268.08 | 2022-04-19 | 274.55 | 6.47 | 485.25 | 0.4408 | 32.9981 | -117.0586 | 1 | rooftop | 15632 | Pomerado Rd |  |  | Poway | CA | San Diego County | 92064 | US | San Diego Geographic Information Source - JPA
APCD2007-PTO-983243 | Active | 2009-07-31 | [34H] California Certified Emergency Standby Engine | Vallecitos Water District |  | 2 Via Del Corvo San Marcos, CA | 92069 | B | EMERGENCY STANDBY ENGINE: 180 HP CUMMINS MODEL 6BTAA5.9-G-1 DIESEL ENGINE WITH TURBOCHARGED AND AFTERCOOLED, S/N 46483555 , DRIVING A 125 KW GENERATOR. CARB# U-R-002-0277; EPA FAMILY# 5CEXL0359AAH, TIER II.12/6/06 EAD 983243 | 1 | 0 | 0 | 0 | 1 | Diesel | 125 | 180 | 125 | 2022-04-04 | 169.00 | 2022-04-04 | 169.70 | 0.7 | 87.5 | 0.079484 | 33.1146 | -117.2206 | 0.7 | street_center |  | Via Del Corvo |  |  | San Marcos | CA | San Diego County | 92078 | US | TIGER/LineÂ® dataset from the US Census Bureau
APCD2007-PTO-983372 | Active | 2009-07-31 | [34H] California Certified Emergency Standby Engine | EL CAJON CITY OF FIRE STATION | M LYER | 1301 MARSHALL AVE N EL CAJON, CA | 92020 | L | EMERGENCY STANDBY ENGINE: 227 BHP DEUTZ MODEL 7.1DTA GENERAC POWER SYSTEMS MODEL SD150 DIESEL FIRED ENGINE WITH TURBOCHARGING AND AFTERCOOLING, CARB/EPA TIER II COMPLIANT, ENGINE FAMILY 4DZXL07.1034 DRIVING A 150 KW GENERATOR S/N 01083089 / 2084703 983372 EAD 4/5/07 | 1 | 0 | 0 | 0 | 1 | Diesel | 150 | 227 | 150 | 2022-06-07 | 69.40 | 2022-06-07 | 71.00 | 1.6 | 240 | 0.21801 | 32.8162 | -116.9756 | 0.9 | range_interpolation | 1301 | N Marshall Ave |  |  | El Cajon | CA | San Diego County | 92020 | US | TIGER/LineÂ® dataset from the US Census Bureau
APCD2007-PTO-983397 | Active | 2009-07-31 | [34C] Emergency Standby Engine | UCSD | General Manager | 9500 Gilman Dr Dept 0089 San Diego, CA | 92093 | I | EMERGENCY STANDBY ENGINE: GENERAL MOTORS ENGINE, FUELED WITH NATURAL GAS, MODEL INDUSTRIAL POWER TRAIN VORTEC 8.1 LITER-4 CYCLE, S/N 8.1L-10534, RATED AT 162 BHP, DRIVING A 121 KW GENERATOR. (983397-CCN-10/05) | 0 | 0 | 1 | 0 | 1 | Natural Gas | 121 | 162 | 121 | 2021-06-23 | 164.90 | 2022-07-25 | 174.40 | 9.5 | 1149.5 | 0.83483 | 32.8758 | -117.2396 | 0.9 | rooftop | 9500 | Gilman Dr | Dept | 89 | LA Jolla | CA | San Diego County | 92093 | US | San Diego Geographic Information Source - JPA
APCD2007-PTO-983413 | Active | 2009-07-31 | [34H] California Certified Emergency Standby Engine | CalFire - La Cima Conservation Camp | Eric Winkler | 15108 Sunrise Hwy Julian, CA | 92036 | D | Emergency standby engine: Cummins diesel engine, Model QSB7-G3-NR3, S/N 73015365, rated at 250 bhp, Model Year 2009, EPA Tier 3 certified of Engine Family Number 9CEXL0409AAB, driving a 186 kW generator. (983413/EFH/9-2006)(APCD2011-APP-0001537-CCN-April 2011) | 1 | 0 | 0 | 0 | 1 | Diesel | 186 | 250 | 186 | 2021-12-17 | 740.80 | 2021-12-17 | 759.70 | 18.9 | 3515.4 | 3.1934 | 32.9851 | -116.5413 | 1 | rooftop | 15108 | Sunrise Hwy |  |  | Julian | CA | San Diego County | 92036 | US | Sandoval
APCD2007-PTO-983455 | Active | 2009-07-31 | [34H] California Certified Emergency Standby Engine | Charter Communications | Facility Manager | 1635 Garnet Avenue San Diego, CA | 92109 | I | INTERNAL COMBUSTION ENGINE. MAKE: CUMMINS, MODEL: 6CT8.3-G2, SERIAL NUMBER 46263320. BHP: 188. DIESEL FUELED. EQUIPPED WITH TURBOCHARGER AND CHARGE AIR COOLER. CERTIFIED TIER 1, FAMILY 1CEXLO5O5ACE. DRIVES AN ELECTRICAL EMERGENCY GENERATOR RATED AT 125 KW. | 1 | 0 | 0 | 0 | 1 | Diesel | 125 | 20 | 125 | 2022-07-27 | 308.00 | 2022-07-27 | 318.20 | 10.2 | 1275 | 1.1582 | 32.7998 | -117.2399 | 1 | rooftop | 1635 | Garnet Ave |  |  | San Diego | CA | San Diego County | 92109 | US | San Diego Geographic Information Source - JPA
APCD2007-PTO-983485 | Active | 2009-07-31 | [34H] California Certified Emergency Standby Engine | SAN DIEGO CENTER FOR REPRODUCTIVE SURGERY |  | 8010 FROST ST PLAZA LEVEL SAN DIEGO, CA | 92123 | J | EMERGENCY STANDBY ENGINE: 170 BHP CUMMINS MODEL 6BTA5.9-G4 AFTERCOOLED, TURBOCHARGED ENGINE, S/N 46490905, FAMILY NUMBER: 5CEXL0359AAF, DRIVING A 100 KW GENERATOR. CEX-NR5-04-27; CARB# U-R-002-0223. 983485 EAD 8/24/06 | 0 | 0 | 0 | 0 | 0 | Unknown | 100 | 170 | 100 | 2022-01-01 | 131.00 | 2022-01-01 | 131.00 | 0 | 0 | 0 | 32.8015 | -117.1519 | 1 | rooftop | 8010 | Frost St |  |  | San Diego | CA | San Diego County | 92123 | US | San Diego Geographic Information Source - JPA
APCD2007-PTO-983490 | Active | 2009-07-31 | [34H] California Certified Emergency Standby Engine | Alexandria Real Estate Equities Inc | Facility Manager | 10975 Torrey Pines Rd N San Diego, CA | 92121 | G | INTERNAL STANDBY EMERGENCY ENGINE. MFR: CUMMINS. MODEL: QSM11-G2. SERIAL NUMBER: 35137332 Family: 4CEXL0661AAD. Output: 470BHP. DIESEL FUELED. EQUIPPED WITH TURBOCHARGER AND AFTERCOOLER. DRIVES AN ELECTRICAL EMERGENCY GENERATOR RATED AT 250 KW (Mfr: Onan, Model: DQAD-5741623, Serial: K050852584). | 1 | 0 | 0 | 0 | 1 | Diesel | 250 | 470 | 250 | 2021-12-14 | 114.30 | 2021-12-14 | 117.50 | 3.2 | 800 | 0.72671 | 32.9042 | -117.2419 | 1 | rooftop | 10975 | Torrey Pines Rd |  |  | LA Jolla | CA | San Diego County | 92037 | US | San Diego Geographic Information Source - JPA
APCD2007-PTO-983561 | Active | 2009-07-31 | [34C] Emergency Standby Engine | North Co Fire Protection Dist | General Manager | 315 E Ivy St Fallbrook, CA | 92028 | A | EMERGENCY ENGINE: GENERAL MOTORS, MODEL 5.7L, 105 BHP, PROPANE FIRED, S/N: 5P7L09981 FOR A 60 KW GENERATOR (MFR: KOHLER, MODEL: 60RZG, S/N 2063104) LOCATION: SHOP (983561 ALC 12/06) | 0 | 0 | 0 | 1 | 1 | Propane | 60 | 105 | 60 | [5 empty] | 0 | 0 | 33.3831 | -117.2482 | 1 | rooftop | 315 | E Ivy St |  |  | Fallbrook | CA | San Diego County | 92028 | US | San Diego Geographic Information Source - JPA
APCD2007-PTO-983614 | Active | 2009-07-31 | [34H] California Certified Emergency Standby Engine | Yuima Municipal Water District | General Manager | 17556 HY 76 Pauma Valley, CA | 92061 | B | EMERGENCY ENGINE: DEUTZ, MODEL BF6M1013FC, MODEL YEAR 2005, TIER 2, 301 BHP, DIESEL FIRED, TURBOCHARGED, AFTERCOOLED, S/N 01090007, ENGINE FAMILY NO. 4DZXL07.1034. (983614 ALC 08/07) | 1 | 0 | 0 | 0 | 1 | Diesel |  | 301 | 224.4557 | [5 empty] | 0 | 0 | 33.2968 | -116.9468 | 0.48 | nearest_rooftop_match | 17576 | State Route 76 |  |  | Pauma Valley | CA | San Diego County | 92061 | US | San Diego Geographic Information Source - JPA
APCD2007-PTO-983639 | Active | 2009-07-31 | [34C] Emergency Standby Engine | Pacific Tower Home Owners Association | Facility Manager | 4944 Cass St San Diego, CA | 92109 | I | INTERNAL COMBUSTION ENGINE. MAKE: GENERAL MOTORS, MODEL: VORTEC 5.7L, SERIAL NUMBER: 57LO6136KC1, BHP RATING: 98 HP. NATURAL GAS FUELED. DRIVES AN ELECTRICAL EMERGENCY GENERATOR RATED AT 60 KW. JFTNEWMAR2907 | 0 | 0 | 1 | 0 | 1 | Natural Gas | 60 | 98 | 60 | 2021-06-10 | 77.10 | 2021-06-10 | 78.40 | 1.3 | 78 | 0.056648 | 32.8045 | -117.2545 | 1 | rooftop | 4944 | Cass St |  |  | San Diego | CA | San Diego County | 92109 | US | San Diego Geographic Information Source - JPA
APCD2007-PTO-983682 | Active | 2009-07-31 | [34H] California Certified Emergency Standby Engine | Euclid Endoscopy Center | Alejandro Campos | 2732 Navajo Rd #100 El Cajon, CA | 92020 | L | EMERGENCY STANDBY GENERATOR: 79 BHP JOHN DEERE /GENERAC POWER SYSTEMS MODEL NO. 3.0 DT / 5030TF270 DIESEL ENGINE (S/N PE5030T073086), WITH TURBOCHARGING, DRIVING A 50 KW MODEL SD050 GENERATOR. FAMILY NO. 4JDXL03.0063 CARB/EPA TIER II COMPLIANT. EAD 03/06/07 | 1 | 0 | 0 | 0 | 1 | Diesel | 50 | 79 | 50 | 2022-05-17 | 118.50 | 2022-05-17 | 120.50 | 2 | 100 | 0.090839 | 32.8023 | -117.0026 | 1 | rooftop | 2732 | Navajo Rd | Ste | 100 | El Cajon | CA | San Diego County | 92020 | US | San Diego Geographic Information Source - JPA
APCD2007-PTO-983712 | Active | 2009-07-31 | [34C] Emergency Standby Engine | La Jolla Institute for Allergy & Immunology |  | 9420 Athena Cir La Jolla, CA | 92037 | I | INTERNAL COMBUSTION ENGINE. MAKE: MITSUBISHI. MODEL: 512H-Y1PTA-3. SERIAL NUMBER 3112. DIESEL FUELED. BHP: 1528. EQUIPPED WITH TURBOCHARGER. DRIVES AN ELECTRICAL EMERGENCY GENERATOR RATED AT 1020 KW.( ENGINE CERTIFICATION NUMBER 4DDXL12.7VGD).JFTNEWDEC2206 | 1 | 0 | 0 | 0 | 1 | Diesel | 20 | 1528 | 20 | 2022-06-14 | 114.60 | 2022-06-14 | 117.70 | 3.1 | 62 | 0.05632 | 32.8752 | -117.2232 | 1 | rooftop | 9420 | Athena Cir |  |  | LA Jolla | CA | San Diego County | 92037 | US | San Diego Geographic Information Source - JPA
APCD2007-PTO-983717 | Active | 2009-07-31 | [34C] Emergency Standby Engine | San Diego County Water Authority | General Manager | 4677 Overland Ave San Diego, CA | 92123 | J | EMERGENCY STANDBY ENGINE: 277 BHP CUMMINS MODEL 6CTA8.3-G2 DIESEL FIRED ENGINE WITH TURBOCHARGING AND AFTERCOOLING, AND DRIVING A 150 KW GENERATOR.S/N 46037794 ; GEN SET MODEL 150DGF EPA FAMILY# 1CEXLO505ACD983717 EAD 5/16/07 | 1 | 0 | 0 | 0 | 1 | Diesel | 150 | 277 | 150 | 2021-09-10 | 577.50 | 2021-09-10 | 597.80 | 20.3 | 3045 | 2.7661 | 32.8249 | -117.1314 | 1 | rooftop | 4677 | Overland Ave |  |  | San Diego | CA | San Diego County | 92123 | US | San Diego Geographic Information Source - JPA
APCD2007-PTO-983718 | Active | 2009-07-31 | [34C] Emergency Standby Engine | Vons | Store Manager | 845 College Bl Oceanside, CA | 92057 | A | EMERGENCY STANDBY ENGINE: 65 BHP GENERAC, MODEL 3.9 GN, PART NUMBER 0A9046, NATURAL GAS FIRED, WITH AIR TO FUEL RATIO CONTROLLER AND 3-WAY CATALYST/NSCR, DRIVING A 40 KW GENERATOR (S/N 2063484) 983718 EAD 8/24/06 | 0 | 0 | 1 | 0 | 1 | Natural Gas | 40 | 65 | 40 | 2021-12-31 | 269.80 | 2022-08-10 | 297.20 | 27.4 | 1096 | 0.79598 | 33.241 | -117.2945 | 1 | rooftop | 845 | College Blvd |  |  | Oceanside | CA | San Diego County | 92057 | US | San Diego Geographic Information Source - JPA
APCD2007-PTO-983769 | Active | 2009-07-31 | [34H] California Certified Emergency Standby Engine | Federal Aviation Administration | SAN SSC ENV Manager (QRW) | Mt Laguna Radar (OLD AIR FORCE Mt Laguna, CA | 91948 | R | EMERGENCY STANDBY ENGINE: JOHN DEERE DIESEL ENGINE, MODEL 6068HF275K, 282 HP MODEL YEAR 2005, EPA TIER 2, CERTIFICATION NUMBER JDX-NR6-05-14, S/N PE6068H501788. APPL# 983769 EFH 04/07 | 1 | 0 | 0 | 0 | 1 | Diesel |  | 282 | 210.2874 | 2022-02-09 | 1281.20 | 2022-02-09 | 1282.20 | 1 | 210.2874 | 0.19102 | 32.8632 | -116.4217 | 1 | street_center |  | Mt Laguna Dr |  |  | Mount Laguna | CA | San Diego County | 91948 | US | TIGER/LineÂ® dataset from the US Census Bureau
APCD2007-PTO-983770 | Active | 2009-07-31 | [34H] California Certified Emergency Standby Engine | San Diego State University | Lilly Sabet | 5500 Campanile Dr San Diego, CA | 92182 | K | EMERGENCY STANDBY ENGINE: 415 BHP DETROIT DIESEL MODEL SERIES 60 /6063-MK35 DIESEL FIRED ENGINE WITH AFTERCOOLING, TURBOCHARGING, CARB # U-R-007-0086; EPA # DDX-NR7-04-02, DRIVING A 265 KW GENERATOR, S/N: 2055095983770 EAD 3/19/07. LOCATED AT STUDENT HEALTH SERVICES. | 1 | 0 | 0 | 0 | 1 | Diesel | 265 | 415 | 265 | 2021-10-21 | 290.40 | 2021-10-21 | 297.90 | 7.5 | 1987.5 | 1.8054 | 32.7721 | -117.0725 | 1 | rooftop | 5500 | Campanile Dr |  |  | San Diego | CA | San Diego County | 92182 | US | San Diego Geographic Information Source - JPA
APCD2007-PTO-983775 | Active | 2009-07-31 | [34H] California Certified Emergency Standby Engine | North County Transit District | Stacey Coppess | 1021 Washington Ave Escondido, CA | 92025 | D | EMERGENCY STANDBY GENERATOR: MFR: CUMMINS, MODEL QST30-G5, S/N 37221193, 1490 BHP, DIESEL FIRED ENGINE WITH TURBOCHARGING AND AFTERCOOLING, DRIVING A 1000 KW GENERATOR. EPA# CEX-NR9-05-34.1;CARB# U-R-002-258-1. | 1 | 0 | 0 | 0 | 1 | Diesel | 1000 | 490 | 1000 | 2021-06-16 | 382.50 | 2021-06-16 | 390.40 | 7.9 | 7900 | 7.1763 | 33.1224 | -117.0982 | 0.9 | range_interpolation | 1021 | W Washington Ave |  |  | Escondido | CA | San Diego County | 92025 | US | TIGER/LineÂ® dataset from the US Census Bureau
APCD2007-PTO-983783 | Active | 2009-07-31 | [34H] California Certified Emergency Standby Engine | MARK CONDOMINIUM OWNERS ASSOCIATION THE |  | 800 THE MARK LANE SAN DIEGO, CA | 92101 | N | INTERNAL COMBUSTION ENGINE. MAKE: DETROIT DIESEL, MODEL 12V200-G43/R123-7M36, SERIAL #: 5352004236. YEAR OF MANUFACTURE: 2005. DIESEL ENGINE,TURBOCHARGED, INTERCOOLED. BHP RATING: 985 HP. DRIVES AN ELECTRICAL EMERGENCY GENERATOR RATED AT 660 KW. JFTNEWJUN0707 | 1 | 0 | 0 | 0 | 1 | Diesel | 660 | 985 | 660 | 2021-07-21 | 136.00 | 2021-07-21 | 145.20 | 9.2 | 6072 | 5.5158 | 32.711 | -117.1572 | 1 | rooftop | 800 | The Mark Ln |  |  | San Diego | CA | San Diego County | 92101 | US | Sandoval
APCD2007-PTO-983799 | Active | 2009-07-31 | [34H] California Certified Emergency Standby Engine | Andaz San Diego Hotel | Clay Walker | 600 F St San Diego, CA | 92101 | N | EMERGENCY ENGINE: -JOHN DEERE, MODEL 6068HF275, 250 BHP, DIESEL FIRED, TURBOCHARGED, MODEL YEAR 2006, S/N PE6068H521430, TIER 2 CERTIFIED, ENGINE FAMILY NO. 5JDXL06.8038. (983799 ALC 03/07) | 1 | 0 | 0 | 0 | 1 | Diesel |  | 250 | 186.425 | [5 empty] | 0 | 0 | 32.7138 | -117.1588 | 1 | rooftop | 600 | F St |  |  | San Diego | CA | San Diego County | 92101 | US | San Diego Geographic Information Source - JPA
APCD2007-PTO-983817 | Active | 2009-07-31 | [34H] California Certified Emergency Standby Engine | UCSD | General Manager | 9500 Gilman Dr Dept 0089 San Diego, CA | 92093 | I | INTERNAL COMBUSTION ENGINE. MAKE: JOHN DEERE. MODEL: 6090HF485, SERIAL NO.RG6090L02254. DIESEL FUELED. BHP: 385 HP. EQUIPPED WITH TURBOCHARGER AND AFTERCOOLER. ENGINE CERTIFICATION FAMILY: 7JDXL09.0102, TIER 3. DRIVES AN ELECTRICAL EMERGENCY GENERATOR RATED AT 250 KW.JFTNEWSEP0607 | 1 | 0 | 0 | 0 | 1 | Diesel | 250 | 385 | 250 | 2021-06-24 | 109.80 | 2022-07-25 | 116.90 | 7.1 | 1775 | 1.6124 | 32.8758 | -117.2396 | 0.9 | rooftop | 9500 | Gilman Dr | Dept | 89 | LA Jolla | CA | San Diego County | 92093 | US | San Diego Geographic Information Source - JPA
APCD2007-PTO-983844 | Active | 2009-07-31 | [34H] California Certified Emergency Standby Engine | Park Terrace East Village Owners Association | Facility Manager | 253 10th Av San Diego, CA | 92101 | N | INTERNAL COMBUSTION ENGINE. MAKE: MITSUBISHI. MODEL: S12A2-Y1PTA-1. SERIAL NUMBER 24501. BHP RATING: 1126. DIESEL FUELED. EQUIPPED WITH TURBOCHARGER DRIVES AN ELECTRICAL EMERGENCY GENERATOR RATED AT 760 KW. JFTNEWAUG0306 | 1 | 0 | 0 | 0 | 1 | Diesel | 760 | 1126 | 760 | 2022-05-23 | 164.70 | 2022-05-23 | 165.20 | 0.5 | 380 | 0.34519 | 32.7079 | -117.155 | 1 | rooftop | 253 | 10th Ave |  |  | San Diego | CA | San Diego County | 92101 | US | San Diego Geographic Information Source - JPA
APCD2007-PTO-983874 | Active | 2009-07-31 | [34H] California Certified Emergency Standby Engine | The Endoscopy Center | Facility Manager | 700 Garden View Ct #101 Encinitas, CA | 92024 | E | EMERGENCY STANDBY ENGINE: ONE (1) 99 BHP CUMMINS MODEL 4BTA3.9-G5 TURBOCHARGED AND AFTERCOOLED DIESEL FIRED ENGINE, S/N 46516621, DRIVING A 60 KW GENERATOR. EPA# CEX-NR4-05-131; CARB# U-R-002-0287983874 AMENDING 983495 EAD 8/24/06 | 1 | 0 | 0 | 0 | 1 | Diesel | 60 | 99 | 60 | [5 empty] | 0 | 0 | 33.0591 | -117.2612 | 1 | rooftop | 700 | Garden View Ct | Ste | 101 | Encinitas | CA | San Diego County | 92024 | US | Sandoval
APCD2007-PTO-983890 | Active | 2009-07-31 | [34H] California Certified Emergency Standby Engine | Naval Information Warfare Center Pacific |  | 53560 Hull Street San Diego, CA | 92152 | I | INTERNAL COMBUSTION ENGINE. MAKE: MITSUBISHI. MODEL: S6R-Y1PTA-4. SERIAL NO 19878. DIESEL FUELED. EQUIPPED WITH TURBOCHARGER. BHP RATING: 898 HP. DRIVES AN ELECTRICAL EMERGENCY GENERATOR RATED AT 600 KW. FUNCTIONAL GROUP - RESEARCH, DEVELOPMENT, TEST, AND EVALUATION (RDT&E). JFTNEWJAN0407 | 1 | 0 | 0 | 0 | 1 | Diesel | 600 | 898 | 600 | 2022-07-07 | 237.20 | 2022-07-07 | 238.50 | 1.3 | 780 | 0.70855 | 32.724 | -117.2479 | 0.7 | street_center |  | Hill St |  |  | San Diego | CA | San Diego County | 92107 | US | TIGER/LineÂ® dataset from the US Census Bureau
APCD2007-PTO-983924 | Active | 2009-07-31 | [34W] Registered Engine (Rule 12) | Rancho Santa Fe Community Serv Dist | General Manager | 6602 Lago Lindo Rancho Santa Fe, CA | 92067 | E | EMERGENCY ENGINE: CUMMINS, MODEL L634D-1/10386C, DIESEL FIRED, 87 BHP, S/N 53100894. (983924 ALC 06/07) | 1 | 0 | 0 | 0 | 1 | Diesel |  | 87 | 64.8759 | [5 empty] | 0 | 0 | 33.0391 | -117.1938 | 1 | rooftop | 6602 | Lago Lindo |  |  | Rancho Santa Fe | CA | San Diego County | 92067 | US | San Diego Geographic Information Source - JPA
APCD2007-PTO-983925 | Active | 2009-07-31 | [34W] Registered Engine (Rule 12) | RANCHO SANTA FE COMMUNITY SERVICES DIST |  | 1688 LA GRACIA RANCHO SANTA FE, CA | 92067 | E | EMERGENCY ENGINE: KOMATSU, MODEL S6D95L-1, DIESEL FIRED, 99 BHP, S/N 83775. (983925 ALC 06/07) | 1 | 0 | 0 | 0 | 1 | Diesel |  | 99 | 73.8243 | [5 empty] | 0 | 0 | 33.0147 | -117.2021 | 0.7 | street_center |  | La Gracia |  |  | Rancho Santa Fe | CA | San Diego County | 92091 | US | TIGER/LineÂ® dataset from the US Census Bureau
APCD2007-PTO-983926 | Active | 2009-07-31 | [34W] Registered Engine (Rule 12) | Rancho Santa Fe Community Serv Dist | General Manager | 4805 San Elijo Rancho Santa Fe, CA | 92067 | E | EMERGENCY ENGINE: CATERPILLAR, MODEL 3304B D1, DIESEL FIRED, 137 BHP, S/N 83206099. (983926 ALC 06/07) | 1 | 0 | 0 | 0 | 1 | Diesel |  | 137 | 102.1609 | [5 empty] | 0 | 0 | 33.0216 | -117.2292 | 1 | rooftop | 4805 | San Elijo |  |  | Rancho Santa Fe | CA | San Diego County | 92067 | US | San Diego Geographic Information Source - JPA
APCD2007-PTO-983927 | Active | 2009-07-31 | [34W] Registered Engine (Rule 12) | Rancho Santa Fe Community Serv Dist | General Manager | 6805 "A" Calle Portone Rancho Santa Fe, CA | 92067 | E | EMERGENCY ENGINE: CUMMINS, MODEL L634T-I/10148E, DIESEL FIRED, 69 BHP, S/N 53115206. (983927 ALC 06/07) | 1 | 0 | 0 | 0 | 1 | Diesel |  | 69 | 51.4533 | [5 empty] | 0 | 0 | 33.005 | -117.2157 | 0.5 | place |  |  |  |  | Rancho Santa Fe | CA | San Diego County | 92067 | US | TIGER/LineÂ® dataset from the US Census Bureau
APCD2007-PTO-983928 | Active | 2009-07-31 | [34W] Registered Engine (Rule 12) | RANCHO SANTA FE COMMUNITY SERVICES DIST |  | 6501 CALLE POINT BELLA RANCHO SANTA FE, CA | 92067 | E | EMERGENCY ENGINE: CUMMINS, MODEL 6BT-5.9CI, DIESEL FIRED, 135 BHP, S/N 44347220. (983928 ALC 06/07) | 1 | 0 | 0 | 0 | 1 | Diesel |  | 135 | 100.6695 | [5 empty] | 0 | 0 | 33.0538 | -117.1964 | 1 | rooftop | 6501 | Calle Ponte Bella |  |  | Rancho Santa Fe | CA | San Diego County | 92091 | US | San Diego Geographic Information Source - JPA
APCD2007-PTO-983929 | Active | 2009-07-31 | [34W] Registered Engine (Rule 12) | RANCHO SANTA FE COMMUNITY SERVICES DIST |  | 6259 VIA NARANJAL RANCHO SANTA FE, CA | 92067 | E | EMERGENCY ENGINE: KOMATSU, MODEL SAGD110-1, DIESEL FIRED, 180 BHP, S/N 60405. (983929 ALC 06/07) | 1 | 0 | 0 | 0 | 1 | Diesel |  | 180 | 134.226 | [5 empty] | 0 | 0 | 33.0497 | -117.2029 | 1 | rooftop | 6259 | Via Naranjal |  |  | Rancho Santa Fe | CA | San Diego County | 92067 | US | San Diego Geographic Information Source - JPA
APCD2007-PTO-983930 | Active | 2009-07-31 | [34W] Registered Engine (Rule 12) | RANCHO SANTA FE COMMUNITY SERVICES DIST |  | 7203 LA SOLIDARIA Rancho Santa Fe, CA | 92067 | E | EMERGENCY ENGINE: CUMMINS, MODEL 4BT3.9-G2, DIESEL FIRED, 102 BHP, S/N 45212458. (983930 ALC 06/07) | 1 | 0 | 0 | 0 | 1 | Diesel |  | 102 | 76.0614 | [5 empty] | 0 | 0 | 32.8026 | -117.0733 | 0.57 | nearest_rooftop_match | 7330 | Linna Pl |  |  | San Diego | CA | San Diego County | 92120 | US | San Diego Geographic Information Source - JPA
APCD2007-PTO-983931 | Active | 2009-07-31 | [34W] Registered Engine (Rule 12) | RANCHO SANTA FE COMMUNITY SERVICES DIST |  | 7880 CALLE DOS LAGOS RANCHO SANTA FE, CA | 92067 | E | EMERGENCY ENGINE: CUMMINS, MODEL 4BT3.9-G2, DIESEL FIRED, 102 BHP, S/N 45210817. (983931 ALC 06/07) | 1 | 0 | 0 | 0 | 1 | Diesel |  | 102 | 76.0614 | [5 empty] | 0 | 0 | 33.0287 | -117.165 | 1 | rooftop | 7880 | Calle Dos Lagos |  |  | Rancho Santa Fe | CA | San Diego County | 92067 | US | San Diego Geographic Information Source - JPA
APCD2007-PTO-983932 | Active | 2009-07-31 | [34W] Registered Engine (Rule 12) | RANCHO SANTA FE COMMUNITY SERVICES DIST |  | 17133 EL VUELO RANCHO SANTA FE, CA | 92067 | E | EMERGENCY ENGINE: KOMATSU, MODEL S6D95L-1, DIESEL FIRED, 99 BHP, S/N 32240. (983932 ALC 06/07) | 1 | 0 | 0 | 0 | 1 | Diesel |  | 99 | 73.8243 | [5 empty] | 0 | 0 | 33.023 | -117.1811 | 1 | rooftop | 17133 | El Vuelo |  |  | Rancho Santa Fe | CA | San Diego County | 92067 | US | San Diego Geographic Information Source - JPA
APCD2007-PTO-983933 | Active | 2009-07-31 | [34W] Registered Engine (Rule 12) | RANCHO SANTA FE COMMUNITY SERVICES DIST |  | 6985 PASEO DELICIAS RANCHO SANTA FE, CA | 92067 | E | EMERGENCY ENGINE: CUMMINS, MODEL 4B-3.9, DIESEL FIRED, 66 BHP, S/N 44327119. (983933 ALC 06/07) | 1 | 0 | 0 | 0 | 1 | Diesel |  | 66 | 49.2162 | [5 empty] | 0 | 0 | 33.0343 | -117.1854 | 0.66 | nearest_rooftop_match | 6845 | Paseo Delicias |  |  | Rancho Santa Fe | CA | San Diego County | 92067 | US | San Diego Geographic Information Source - JPA
APCD2007-PTO-983935 | Active | 2009-07-31 | [34W] Registered Engine (Rule 12) | RANCHO SANTA FE COMMUNITY SERVICES DIST |  | 17144 AVENIDA DE ACACIAS RANCHO SANTA FE, CA | 92067 | E | EMERGENCY ENGINE: CATERPILLAR, MODEL 3208, DIESEL FIRED, 156 BHP, S/N 29A01185. (983935 ALC 06/07) | 1 | 0 | 0 | 0 | 1 | Diesel |  | 156 | 116.3292 | [5 empty] | 0 | 0 | 33.0233 | -117.2062 | 0.85 | nearest_rooftop_match | 17190 | Avenida De Acacias |  |  | Rancho Santa Fe | CA | San Diego County | 92067 | US | San Diego Geographic Information Source - JPA
APCD2007-PTO-983977 | Active | 2009-07-31 | [34H] California Certified Emergency Standby Engine | Valley Center Municipal Water Dist | Assistant Dist Manager | 27743 Valley Center Rd Valley Center, CA | 92082 | B | EMERGENCY DIESEL ENGINE: DETROIT DIESEL 6063-HV35, S/N 06R0934126, 635 BHP, TURBOCHARGED, AFTERCOOLED, CERTIFIED OF FAMIY #6DDXL14.0VLD, DRIVING A 405 KW GENERATOR FOR EMERGENCY SEWAGE PUMPING. 983977-SJE-9/2007 | 1 | 0 | 0 | 0 | 1 | Diesel | 405 | 635 | 405 | 2022-05-05 | 185.10 | 2022-05-05 | 186.10 | 1 | 405 | 0.3679 | 33.213 | -117.0334 | 1 | range_interpolation | 27743 | Valley Center Rd |  |  | Valley Center | CA | San Diego County | 92082 | US | TIGER/LineÂ® dataset from the US Census Bureau
APCD2007-PTO-983992 | Active | 2009-07-31 | [34H] California Certified Emergency Standby Engine | McCain Traffic Supply | JoAnn Mills | 2365 Oak Ridge Wy Vista, CA | 92081 | B | EMERGENCY DIESEL ENGINE: JOHN DEERE MODEL 5030TF270, S/N PE5030T064438, 80 BHP, MODEL YEAR 2005, EPA TIER 2 CERTIFIED OF ENGINE FAMILY #5JDXL03.0063, W/ TURBOCHARGER, DRIVING A 50 KW GENERAC GENERATOR. 983992-SJE-02/2007 | 1 | 0 | 0 | 0 | 1 | Diesel | 50 | 80 | 50 | 2021-12-10 | 53.30 | 2021-12-10 | 55.30 | 2 | 100 | 0.090839 | 33.1368 | -117.2423 | 1 | rooftop | 2365 | Oak Ridge Way |  |  | Vista | CA | San Diego County | 92081 | US | San Diego Geographic Information Source - JPA
APCD2007-PTO-984023 | Active | 2009-07-31 | [34H] California Certified Emergency Standby Engine | USMC Base Public Health H02 | Air Quality Section | Building 2799 Camp Pendleton, CA | 92055 | A | EMERGENCY DIESEL ENGINE (UNIT#2): MFR: DETROIT DIESEL/MTU, MODEL: R1237M36, S/N: 5352004560, 1120 BHP, TURBOCHARGED, TIER 1 CERTIFIED OF FAMILY #5DDXL35.8GRP, DRIVING A 750 KW GENERATOR. 984023-SJE-11/2007 | 1 | 0 | 0 | 0 | 1 | Diesel | 750 | 1120 | 750 | [5 empty] | 0 | 0 | 33.3877 | -117.4448 | 0.5 | place |  |  |  |  | Camp Pendleton | CA | San Diego County | 92055 | US | TIGER/LineÂ® dataset from the US Census Bureau
APCD2007-PTO-984029 | Active | 2009-07-31 | [34W] Registered Engine (Rule 12) | ARE - 9880 Campus Pointe, LLC. | Scott Brinegar | 9880 Campus Point Drive San Diego, CA | 92121 | G | INTERNAL COMBUSTION ENGINE. MAKE: DETROIT DIESEL, MODEL: 80837405. Serial: 08VF175797 DIESEL FUELED. EQUIPPED WITH TURBOCHARGER AND AFTERCOOLER. Output: 474 HP. DRIVES A GENERATOR (Mfr: Kohler, Model: 350AOZ071, serial: 395429) RATED AT 350 KW. | 1 | 0 | 0 | 0 | 1 | Diesel | 350 | 474 | 350 | 2021-08-19 | 233.30 | 2021-08-19 | 235.90 | 2.6 | 910 | 0.82664 | 32.8851 | -117.2217 | 1 | rooftop | 9880 | Campus Point Dr |  |  | San Diego | CA | San Diego County | 92121 | US | San Diego Geographic Information Source - JPA
APCD2007-PTO-984078 | Active | 2009-07-31 | [34H] California Certified Emergency Standby Engine | Top Ridge 6868 LLC | Joseph Chuang | 6868 Nancy Ridge Drive San Diego, CA | 92121 | G | Emergency diesel engine: Cummins model QSL9-G2, 350 bhp, S/N 46562807 of engine family 5CEXL0540AAB, driving a 150kw generator. | 1 | 0 | 0 | 0 | 1 | Diesel | 150 | 350 | 150 | [5 empty] | 0 | 0 | 32.8874 | -117.1775 | 1 | rooftop | 6868 | Nancy Ridge Dr |  |  | San Diego | CA | San Diego County | 92121 | US | San Diego Geographic Information Source - JPA
APCD2007-PTO-984080 | Active | 2009-07-31 | [34H] California Certified Emergency Standby Engine | SD City of Water Miramar Filter Plt | Division Analyst | 10710 Scripps Lake Dr San Diego, CA | 92131 | F | EMERGENCY DIESEL ENGINE: CUMMINS QSK60G9, S/N33162541, 3251 BHP, TURBOCHARGED, AFTERCOOLED EPA TIER 1 CERTIFIED OF ENGINE FAMILY#5CEXL060.ABA, DRIVING A 2250 KW GENERATOR (NEWAGE P734G ). LOCATED WITHIN 500 FEET OF A SCHOOL. | 1 | 0 | 0 | 0 | 1 | Diesel | 250 | 3251 | 250 | 2021-07-28 | 173.00 | 2022-07-29 | 300.00 | 127 | 31750 | 28.8415 | 32.9142 | -117.1049 | 1 | rooftop | 10710 | Scripps Lake Dr |  |  | San Diego | CA | San Diego County | 92131 | US | San Diego Geographic Information Source - JPA
APCD2007-PTO-984099 | Active | 2009-07-31 | [34H] California Certified Emergency Standby Engine | Otay Lakes Surgery Center | Facility Manager | 955 Lane Ave #100 Chula Vista, CA | 91914 | Q | EMERGENCY DIESEL ENGINE: CUMMINS QSL9-G2, S/N 46584141, 364 BHP, TURBOCHARGED, EPA TIER 3 CERTIFIED OF ENGINE FAMILY #6CEXL0540AAB, DRIVING A 150KW GENERATOR (CUMMINS #150DSHAA) | 1 | 0 | 0 | 0 | 1 | Diesel | 150 | 364 | 150 | 2021-11-12 | 151.20 | 2021-11-12 | 158.10 | 6.9 | 1035 | 0.94019 | 32.6513 | -116.9612 | 1 | rooftop | 955 | Lane Ave | Ste | 100 | Chula Vista | CA | San Diego County | 91914 | US | San Diego Geographic Information Source - JPA
APCD2007-PTO-984121 | Active | 2009-07-31 | [34H] California Certified Emergency Standby Engine | Macy's | Director Maintenance | 2015 Birch Rd Chula Vista, CA | 91915 | R | EMERGENCY STANDBY ENGINE: JOHN DEERE DIESEL ENGINE, MODEL 4045TF270, S/N PE4045T554534, RATED AT 99 BHP, MODEL YEAR 2006, EPA TIER 2 CERTIFIED OF ENGINE FAMILY NUMBER 6JDXL04.5057, TURBOCHARGED, DRIVING A 55 KW GENERATOR. (984121-CCN-4/07) | 1 | 0 | 0 | 0 | 1 | Diesel | 55 | 99 | 55 | 2022-06-27 | 247.50 | 2022-06-27 | 252.50 | 5 | 275 | 0.24981 | 32.622 | -116.9674 | 1 | rooftop | 2015 | Birch Rd |  |  | Chula Vista | CA | San Diego County | 91915 | US | San Diego Geographic Information Source - JPA
APCD2007-PTO-984127 | Active | 2009-07-31 | [34H] California Certified Emergency Standby Engine | USMC Base Public Health H02 | Air Quality Section | Building 2799 Camp Pendleton, CA | 92055 | A | EMERGENCY DIESEL ENGINE (UNIT#1): DETROIT DIESEL/MTU, MODEL: R1237M36, S/N: 5352004738, 1120 BHP, TURBOCHARGED, TIER 1 CERTIFIED OF FAMILY# 5DDXL35.8GRP, DRIVING A 750 KW GENERATOR. 984127-SJE-11/2007 | 1 | 0 | 0 | 0 | 1 | Diesel | 750 | 120 | 750 | [5 empty] | 0 | 0 | 33.3877 | -117.4448 | 0.5 | place |  |  |  |  | Camp Pendleton | CA | San Diego County | 92055 | US | TIGER/LineÂ® dataset from the US Census Bureau
APCD2007-PTO-984132 | Active | 2009-07-31 | [34H] California Certified Emergency Standby Engine | Fairmont Grand Del Mar | Yann Clavadetscher | 5300 Grand Del Mar Court San Diego, CA | 92130 | M | EMERGENCY DIESEL ENGINE: CUMMINS QSL9-G3 NR3, S/N: 46700132, 399 HP, CERTIFIED OF FAMILY#: 6CEXL0540AAB, TURBOCHARGED, AFTERCOOLED, DRIVING A 250 KW GENERATOR, WITH VERTICAL UNOBSTRUCTED EXHAUST. 984132-SJE-12/2007 | 1 | 0 | 0 | 0 | 1 | Diesel | 250 | 399 | 250 | 2021-12-31 | 96.50 | 2022-06-15 | 99.20 | 2.7 | 675 | 0.61317 | 32.9382 | -117.1979 | 1 | rooftop | 5300 | Grand Del Mar Ct |  |  | San Diego | CA | San Diego County | 92130 | US | Sandoval
APCD2007-PTO-984153 | Active | 2009-07-31 | [34W] Registered Engine (Rule 12) | First Congregational Memorial Tower | General Manager | 3541 Park Blvd San Diego, CA | 92103 | M | EMERGENCY DIESEL ENGINE: CUMMINS MODEL NT-855-G, S/N: 53184, 355 HP, DRIVING A 200 KW ONAN GENERATOR (MODEL 200DFP-17R, S/N: J280363030) 984153-SJE-4/07 | 1 | 0 | 0 | 0 | 1 | Diesel | 200 | 355 | 200 | 2021-10-12 | 944.40 | 2021-10-12 | 958.80 | 14.4 | 2880 | 2.6162 | 32.7433 | -117.1471 | 1 | rooftop | 3541 | Park Blvd |  |  | San Diego | CA | San Diego County | 92103 | US | San Diego Geographic Information Source - JPA
APCD2007-PTO-984155 | Active | 2009-07-31 | [34W] Registered Engine (Rule 12) | SAN DIEGO CITY OF FIRE RESCUE |  | 1590 LA MEDIA RD SAN DIEGO, CA | 92154 | S | EMERGENCY DIESEL ENGINE: PERKINS MODEL T4236-TURBOCHARGER, S/N: CJ70296 U657194Y, 96.9 HP, DRIVING A 60 KW GENERATOR (SPECTRUM MODEL 60DS60, S/N: 360596) 984155-SJE-4/07 | 1 | 0 | 0 | 0 | 1 | Diesel | 60 | 96.9 | 60 | 2021-06-08 | 549.80 | 2022-06-10 | 594.60 | 44.8 | 2688 | 2.4418 | 32.572 | -116.9668 | 1 | rooftop | 1590 | LA Media Rd |  |  | San Diego | CA | San Diego County | 92154 | US | San Diego Geographic Information Source - JPA
APCD2007-PTO-984171 | Active | 2009-07-31 | [34H] California Certified Emergency Standby Engine | USMC Base Public Utilities U03 | Air Quality Section | Building 250263 Camp Pendleton, CA | 92055 | A | INTERNAL COMBUSTION ENGINE. MAKE: JOHN DEERE, MODEL: 5030TF270. SERIAL NO.: PE5053T060233. BHP RATING: 64 HP. DIESEL FUELED, EQUIPPED WITH TURBOCHARGER. DRIVES AN ELECTRICAL EMERGENCY GENERATOR RATED AT 40 KW. ENGINE CERTIFICATION FAMILY: 6JDXL03.0063 JFT NEW APR 18 07 BLDG 250263 | 1 | 0 | 0 | 0 | 1 | Diesel | 40 | 33 | 40 | [5 empty] | 0 | 0 | 33.3877 | -117.4448 | 0.5 | place |  |  |  |  | Camp Pendleton | CA | San Diego County | 92055 | US | TIGER/LineÂ® dataset from the US Census Bureau
APCD2007-PTO-984186 | Active | 2009-07-31 | [34C] Emergency Standby Engine | CA ST DEPT OF FORESTRY CAMPO |  | 31577 HWY 94 CAMPO, CA | 91906 | R | EMERGENCY ENGINE: GENERAL MOTORS INDUSTRIAL POWERTRAIN VORTEC 8.1 LITER, PROPANE GAS FUELED, 162 HP, S/N 8.1L-05890, EQUIPPED WITH JOHNSON MATTHEY BANDITO CATALYTIC CONVERTER MODEL CXX6-4, DRIVING A 100 KW GENERATOR (KOHLER 100RZG). 984186-SJE-07/2007 | 0 | 0 | 0 | 1 | 1 | Propane | 100 | 162 | 100 | 2022-06-07 | 827.10 | 2022-06-07 | 842.00 | 14.9 | 1490 | 1.2276 | 32.6291 | -116.4713 | 1 | range_interpolation | 31577 | Hwy 94 |  |  | Campo | CA | San Diego County | 91906 | US | TIGER/LineÂ® dataset from the US Census Bureau
APCD2007-PTO-984216 | Active | 2009-07-31 | [34W] Registered Engine (Rule 12) | CALTRANS | Brad Hegner | 24171 Japatul Valley Rd Alpine, CA | 91901 | H | REGISTRATION OF DIESEL EMERGENCY BACKUP GENERATOR, MAKE:CATERPILLAR, 158 HP MODEL: 3116 DIT, S/N 25G00759, APP# 984216 | 1 | 0 | 0 | 0 | 1 | Diesel |  | 158 | 117.8206 | [5 empty] | 0 | 0 | 32.8227 | -116.6275 | 1 | rooftop | 24171 | Japatul Valley Rd |  |  | Alpine | CA | San Diego County | 91901 | US | San Diego Geographic Information Source - JPA
APCD2007-PTO-984256 | Active | 2009-07-31 | [34H] California Certified Emergency Standby Engine | County of San Diego - DGS (Volcan North) | Patrick Broe | 2973 VOLCAN MT RD JULIAN, CA | 92036 | D | Emergency engine: Cummins, Model QSJ5.9G-G3, rated at 168 bhp, S/N L200852197, propane fueled, EPA certified of engine family number LCEXB05.9ALB, equipped with Miratech three-way catalyst: catalyst housing MN-12-05F-HSG-0, S/N MN-1456; with air to fuel ratio controller; driving an 100 KW generator. | 0 | 0 | 0 | 1 | 1 | Propane | 100 | 168 | 100 | 2021-10-15 | 663.40 | 2021-10-15 | 672.10 | 8.7 | 870 | 0.71679 | 32.7368 | -117.1706 | 0.47 | nearest_rooftop_match | 3002 | Falcon St |  |  | San Diego | CA | San Diego County | 92103 | US | San Diego Geographic Information Source - JPA
APCD2007-PTO-984257 | Active | 2009-07-31 | [34C] Emergency Standby Engine | SD COUNTY OF |  | 3305 BUCKMAN SPRINGS RD PINE VALLEY, CA | 91962 | R | EMERGENCY ENGINE: GENERAL MOTORS, MODEL VORTEC 4.3L, 75 BHP, PROPANE FIRED, S/N 4P3L22380; WITH A JOHNSON MATHEY BANDITO CXX-2-3 CATALYTIC CONVERTER. (ALC 984257 05/07) | 0 | 0 | 0 | 1 | 1 | Propane |  | 75 | 55.9275 | 2021-06-01 | 589.00 | 2022-03-09 | 614.30 | 25.3 | 1414.9658 | 1.1658 | 32.7345 | -116.4921 | 1 | rooftop | 3305 | Buckman Springs Rd |  |  | Pine Valley | CA | San Diego County | 91962 | US | San Diego Geographic Information Source - JPA
APCD2007-PTO-984261 | Active | 2009-07-31 | [34H] California Certified Emergency Standby Engine | Current - MMP Cedar Street Owner LLC | Alicia Teed | 1551 Union St San Diego, CA | 92101 | N | EMERGENCY STANDBY ENGINE, CUMMINS DIESEL ENGINE, MODEL 600DFHA, 1135 HP, MODEL YEAR 2005, EPA TIER 1 CERTIFIED OF ENGINE FAMILY NUMBER 5CEXL030.ABA, S/N: 37221331, TURBOCHARGED, AFTERCOOLED, DRIVING A 600 KW GENERATOR. APPL# 984261 EFH 09/07 | 1 | 0 | 0 | 0 | 1 | Diesel | 600 | 1135 | 600 | [5 empty] | 0 | 0 | 32.7214 | -117.1655 | 1 | range_interpolation | 1551 | Union St |  |  | San Diego | CA | San Diego County | 92101 | US | TIGER/LineÂ® dataset from the US Census Bureau
APCD2007-PTO-984262 | Active | 2009-07-31 | [34H] California Certified Emergency Standby Engine | Sanford Burnham Medical Research Institute | John Reed | 10905 Road To The Cure San Diego, CA | 92121 | G | EMERGENCY STANDBY ENGINE: ONE 550 BHP DETROIT DIESEL ENGINE, LEAN BURN, MODEL SERIES 60 (14.0 L) - 6063 HK 35 4-CYCLE DIESEL FIRED, WITH TURBO-CHARGING AND AFTERCOOLING, DRIVING A 355 KW GENERATOR. TIER III EPANO. DDX-NRCI-06-01; CARB NO. U-R-OO7-0106; GENERATOR SET MODEL 350SED/208-600V. S/N 2120135984262 EAD 9/25/07 | 1 | 0 | 0 | 0 | 1 | Diesel | 355 | 550 | 355 | 2021-09-15 | 117.00 | 2021-09-15 | 122.50 | 5.5 | 1952.5 | 1.7736 | 32.9027 | -117.2372 | 1 | rooftop | 10905 | Road To The Cure |  |  | San Diego | CA | San Diego County | 92121 | US | San Diego Geographic Information Source - JPA
APCD2007-PTO-984263 | Active | 2009-07-31 | [34C] Emergency Standby Engine | Federal Aviation Administration | SAN SSC ENV Manager (MZB VOR) | Mission Bay Island San Diego, CA | 92109 | I | EMERGENCY ENGINE: GENERAL MOTORS 5.7 LITER INDUSTRIAL POWERTRAIN VORTEC, PROPANE FUELED, S/N GM 5.7L 5P7L10776, 89 HP, WITH JOHNSON-MATTHEY CXX4 CATALYTIC CONVERTER AND WOODWARD AIR TO FUEL RATIO CONTROLLER, DRIVING A 55 KW KOHLER GENERATOR (S/N 2095090). 984263-SJE-03/2007 | 0 | 0 | 0 | 1 | 1 | Propane | 55 | 89 | 55 | 2021-12-17 | 236.10 | 2021-12-17 | 248.90 | 12.8 | 704 | 0.58003 | 32.8024 | -117.2156 | 1 | street_center |  | Mission Bay Dr |  |  | San Diego | CA | San Diego County | 92109 | US | TIGER/LineÂ® dataset from the US Census Bureau
APCD2007-PTO-984276 | Active | 2009-07-31 | [34H] California Certified Emergency Standby Engine | Marriott Courtyard Hotel | Benjamin Blaz | 2592 Laning Rd San Diego, CA | 92106 | I | INTERNAL COMBUSTION ENGINE. MAKE: JOHN DEERE. MODEL: 4045TF270, SERIAL NO. PE4045T649644. DIESEL FUELED, EQUIPPED WITH TURBOCHARGER. BHP RATING: 99 HP ENGINE CERTIFICATION FAMILY: 5JDXL04.5057. DRIVES AN ELECTRICAL EMERGENCY GENERATOR RATED AT 62 KW. JFTNEWJUN2107 | 1 | 0 | 0 | 0 | 1 | Diesel | 62 | 99 | 62 | 2022-08-16 | 62.00 | 2022-08-16 | 66.00 | 4 | 248 | 0.22528 | 32.7309 | -117.2159 | 1 | rooftop | 2592 | Laning Rd |  |  | San Diego | CA | San Diego County | 92106 | US | San Diego Geographic Information Source - JPA
APCD2007-PTO-984277 | Active | 2009-07-31 | [34H] California Certified Emergency Standby Engine | UCSD | General Manager | 9500 Gilman Dr Dept 0089 San Diego, CA | 92093 | I | EMERGENCY ENGINE: CUMMINS, MODEL QSL9-G2, 364 BHP, MODEL YEAR 2006,TIER 3 CERTIFIED, DIESEL FIRED, TURBOCHARGED, AFTERCOOLED, S/N 46573605,ENGINE FAMILY NO. 6CEXL0540AAB.(984277 ALC 06/07) | 1 | 0 | 0 | 0 | 1 | Diesel |  | 364 | 271.4348 | 2021-06-23 | 113.60 | 2021-06-23 | 116.80 | 3.2 | 868.5914 | 0.78902 | 32.8758 | -117.2396 | 0.9 | rooftop | 9500 | Gilman Dr | Dept | 89 | LA Jolla | CA | San Diego County | 92093 | US | San Diego Geographic Information Source - JPA
APCD2007-PTO-984381 | Active | 2009-07-31 | [34W] Registered Engine (Rule 12) | SD CO OF |  | 1424 MONTECITO RD RAMONA, CA | 92065 | F | EMERGENCY DIESEL ENGINE: ENGINE MODEL NUMBER EK 130, SERIAL NUMBER A10485; GENERAC MODEL SD151-36133D18CB, S/N AD203402SPD, 13.3 LITER, APPROX 200 BHP, DRIVING A 150 KW GENERATOR. 984381-SJE-4/07 | 1 | 0 | 0 | 0 | 1 | Diesel | 150 | 200 | 150 | [5 empty] | 0 | 0 | 33.038 | -116.8769 | 1 | range_interpolation | 1424 | Montecito Rd |  |  | Ramona | CA | San Diego County | 92065 | US | TIGER/LineÂ® dataset from the US Census Bureau
APCD2007-PTO-984392 | Active | 2009-07-31 | [34W] Registered Engine (Rule 12) | CA ST OF FORESTRY WHITE STAR |  | 1684 TIERRA DEL SOL RD BOULEVARD, CA | 91905 | R | EMERGENCY STANDBY ENGINE: FORD ENGINE, FUELED WITH PROPANE GAS, MODELSG-6491-6005F, S/N 17038R-2S-RG, RATED AT 82 BHP, DRIVING A GENERATOR. (984392-CCN-7/06) | 0 | 0 | 0 | 1 | 1 | Propane |  | 82 | 61.1474 | 2021-10-27 | 474.40 | 2021-10-27 | 476.20 | 1.8 | 110.0653 | 0.090683 | 32.6475 | -116.3181 | 1 | rooftop | 1684 | Tierra Del Sol Rd |  |  | Boulevard | CA | San Diego County | 91905 | US | San Diego Geographic Information Source - JPA
APCD2007-PTO-984427 | Active | 2009-07-31 | [34H] California Certified Emergency Standby Engine | Ajinomoto Althea Inc | Michael Naughton | 3550 Dunhill St San Diego, CA | 92121 | G | INTERNAL COMBUSTION ENGINE. MAKE: JOHN DEERE, MODEL: 4045HF275, SERIAL NO: PE4045H581848. DIESEL ENGINE, TURBOCHARGED. BHP RATING: 157 HP. TIER 2 CERTIFIED. ENGINE FAMILY 6JDXL06.8039. DRIVES AN ELECTRICAL EMERGENCY GENERATOR RATED AT 100 KW (S/N 2105864). JFT NEW AUG 09 07 | 1 | 0 | 0 | 0 | 1 | Diesel | 100 | 157 | 100 | 2022-01-04 | 245.90 | 2022-01-04 | 245.90 | 0 | 0 | 0 | 32.9036 | -117.2296 | 1 | rooftop | 3550 | Dunhill St |  |  | San Diego | CA | San Diego County | 92121 | US | San Diego Geographic Information Source - JPA
APCD2007-PTO-984450 | Active | 2009-07-31 | [34W] Registered Engine (Rule 12) | MCCAIN VALLEY CONSERVATION CAMP |  | 2550 MC CAIN VALLEY RD BOULEVARD, CA | 91905 | R | EMERGENCY DIESEL ENGINE: ALLIS CHAMBERS MODEL 685T, S/N 85-04729, 150 HP, DRIVING AN ONAN GENERATOR MODEL 125.ODYD-15R, S/N J830682806 GENERATOR. 984450-SJE-4/07 | 1 | 0 | 0 | 0 | 1 | Diesel |  | 150 | 111.855 | 2021-12-15 | 0.00 | 2021-12-15 | 0.00 | 0 | 0 | 0 | 32.6872 | -116.268 | 1 | rooftop | 2550 | McCain Valley Rd |  |  | Boulevard | CA | San Diego County | 91905 | US | San Diego Geographic Information Source - JPA
APCD2007-PTO-984470 | Active | 2009-07-31 | [34H] California Certified Emergency Standby Engine | CHULA VISTA CITY OF FIRE DEPT | MATT LITTLE | 1180 WOODS DR CHULA VISTA, CA | 91915 | R | INTERNAL COMBUSTION ENGINE. MAKE: JOHN DEERE. MODEL: 3029TF270. ENGINE S/N: PE3029T575735. BHP RATING: 64 HP. DIESEL FUELED. EQUIPPED WITH A TURBOCHARGER. CARB CERTIFICATION: 5JDXL02.9050. DRIVES AN ELECTRICAL EMERGENCY GENERATOR RATED AT 40 KW. TIER 2. JFTNEWJAN1707 | 1 | 0 | 0 | 0 | 1 | Diesel | 40 | 35 | 40 | 2021-05-03 | 201.00 | 2022-06-15 | 229.90 | 28.9 | 1156 | 1.0501 | 32.6457 | -116.9458 | 1 | rooftop | 1180 | Woods Dr |  |  | Chula Vista | CA | San Diego County | 91914 | US | San Diego Geographic Information Source - JPA
APCD2007-PTO-984485 | Active | 2009-07-31 | [34H] California Certified Emergency Standby Engine | USMC Base Public Utilities U36 | Steve Leather | Building 630122 Camp Pendleton, CA | 92055 | A | Emergency Diesel Engine Generator: Generac, Model D3400T-Gen1, 85 BHP, S/N TP9G00426, Engine Family HKMCL3.41D43, Tier 3 certified; driving a 40-kW emergency electrical generator. (BLDG 630122) | 1 | 0 | 0 | 0 | 1 | Diesel | 40 | 85 | 40 | [5 empty] | 0 | 0 | 33.3877 | -117.4448 | 0.5 | place |  |  |  |  | Camp Pendleton | CA | San Diego County | 92055 | US | TIGER/LineÂ® dataset from the US Census Bureau
APCD2007-PTO-984493 | Active | 2009-07-31 | [34H] California Certified Emergency Standby Engine | Lowes HIW Inc | Facility Manager | 620 Mission Av W Escondido, CA | 92025 | D | INTERNAL COMBUSTION ENGINE. MAKE: DETROIT DIESEL. MODEL: SERIES 60, 14L. SERIAL NUMBER: 06R0944105. DIESEL FUELED. 550 BHP, TIER 3, EQUIPPED WITH A TURBOCHARGER AND AFTERCOOLER. DRIVES AN ELECTRICAL EMERGENCY GENERATOR RATED AT 360 KW, SERIAL NUMBER: 2121627. FAMILY: 6DDXL14.0VLD JFT NEW APP JAN2507 | 1 | 0 | 0 | 0 | 1 | Diesel | 360 | 550 | 360 | 2021-07-06 | 160.90 | 2021-12-21 | 165.50 | 4.6 | 1656 | 1.5043 | 33.197 | -117.3784 | 0.9 | rooftop | 620 | Mission Ave |  |  | Oceanside | CA | San Diego County | 92054 | US | San Diego Geographic Information Source - JPA
APCD2007-PTO-984532 | Active | 2009-07-31 | [34H] California Certified Emergency Standby Engine | Firmenich Inc | Associate Director | 4767 Nexus Centre Dr San Diego, CA | 92121 | G | EMERGENCY DIESEL ENGINE: AB VOLVO PENTA MODEL D50016.1B65, S/N 2016010174, 757 BHP, TURBOCHARGED, AFTERCOOLED, EPA FAMILY #6VPXL16.1ACB, DRIVING A 500KW GENERATOR. 984532-SJE-11/2006 | 1 | 0 | 0 | 0 | 1 | Diesel | 500 | 757 | 500 | 2021-12-09 | 134.50 | 2021-12-09 | 144.00 | 9.5 | 4750 | 4.3149 | 32.8776 | -117.2017 | 1 | rooftop | 4767 | Nexus Center Dr |  |  | San Diego | CA | San Diego County | 92121 | US | San Diego Geographic Information Source - JPA
APCD2007-PTO-984578 | Active | 2009-07-31 | [34W] Registered Engine (Rule 12) | Fleet Intelligence Training Center Pacific | Commanding Officer | 3855 N Harbor Dr., Bldg 564 San Diego, CA | 92106 | I | EMERGENCY ENGINE GENERATOR, 465HP CUMMINS DIESEL ENGINE, MODEL NTA-855-G2, S/N 11743288, ENGINE YEAR 1994. APPL# 984578 EFH 01/07 | 1 | 0 | 0 | 0 | 1 | Diesel |  | 465 | 346.7505 | 2021-09-15 | 1548.20 | 2021-09-15 | 1559.10 | 10.9 | 3779.5804 | 3.4333 | 32.73 | -117.204 | 1 | rooftop | 3855 | N Harbor Dr | Bldg | 564 | San Diego | CA | San Diego County | 92101 | US | San Diego Geographic Information Source - JPA
APCD2007-PTO-984579 | Active | 2009-07-31 | [34W] Registered Engine (Rule 12) | USN-Naval Base Point LomaMSC Pacific |  | NBPL, Bldg 570 San Diego, CA | 92106 | I | EMERGENCY DIESEL ENGINE: JOHN DEERE MODEL 6081TF0016, S/N RG6081T090775, 211 HP, MODEL YEAR 1999, DRIVING A KOHLER 135ROZJ GENERATOR. 984579-SJE-4/07 | 1 | 0 | 0 | 0 | 1 | Diesel |  | 211 | 157.3427 | 2021-11-18 | 161.00 | 2021-11-18 | 166.60 | 5.6 | 881.1191 | 0.8004 | 32.7241 | -117.1709 | 0.5 | place |  |  |  |  | San Diego | CA | San Diego County | 92101 | US | TIGER/LineÂ® dataset from the US Census Bureau
APCD2007-PTO-984615 | Active | 2009-07-31 | [34H] California Certified Emergency Standby Engine | City Of Carlsbad | General Manager | 5812 El Fuerte St Carlsbad, CA | 92009 | E | EMERGENCY STANDBY ENGINE: CUMMINS DIESEL ENGINE, MODEL QSL9-G2, S/N 46578749, RATED AT 325 BHP, MODEL YEAR 2006, EPA TIER 3 CERTIFIED OF ENGINE FAMILY NUMBER 6CEXL0540AAB, TURBOCHARGED, AFTERCOOLED, DRIVING A 200 KW GENERATOR. | 1 | 0 | 0 | 0 | 1 | Diesel | 200 | 325 | 200 | [5 empty] | 0 | 0 | 33.1034 | -117.2405 | 0.7 | street_center |  | El Fuerte St |  |  | Carlsbad | CA | San Diego County | 92009 | US | TIGER/LineÂ® dataset from the US Census Bureau
APCD2007-PTO-984650 | Active | 2009-07-31 | [34W] Registered Engine (Rule 12) | Parkside Special Care Center | Facility Manager | 444 W Lexington Av El Cajon, CA | 92020 | L | EMERGENCY STANDBY ENGINE: FORD ENGINE, FUELED WITH NATURAL GAS, MODEL B8PK-6005-4, S/N 3281-F21K6, RATED AT 60 BHP, DRIVING A 45 KW GENERATOR. (984650-CCN-8/06) | 0 | 0 | 1 | 0 | 1 | Natural Gas | 45 | 60 | 45 | 2022-05-17 | 1019.40 | 2022-05-17 | 1026.00 | 6.6 | 297 | 0.2157 | 32.793 | -116.9672 | 1 | rooftop | 444 | W Lexington Ave |  |  | El Cajon | CA | San Diego County | 92020 | US | San Diego Geographic Information Source - JPA
APCD2007-PTO-984686 | Active | 2009-07-31 | [34C] Emergency Standby Engine | Harvest Meat Co Inc | Facility Manager | 1022 Bay Marina Drive Suite 106 National City, CA | 91950 | Q | EMERGENCY STANDBY ENGINE: 105 NATURAL GAS, GEN. MOTORS/INDUSTRIAL POWERTRAIN MODEL VORTEC 5.7L, S/N 5.7L- 7577, DRIVING A KOHLER MODEL 60 RZ 60 KW GENERATOR (S/N 0774556). EAD 6/14/07 984686 | 0 | 0 | 1 | 0 | 1 | Natural Gas | 60 | Unknown | 60 | [5 empty] | 0 | 0 | 32.6568 | -117.112 | 1 | rooftop | 1022 | Bay Marina Dr | Ste | 106 | National City | CA | San Diego County | 91950 | US | San Diego Geographic Information Source - JPA
APCD2007-PTO-984691 | Active | 2009-07-31 | [34H] California Certified Emergency Standby Engine | Oceanside City Dept of Water Utilities | General Manager | 2501 Haymar Dr Oceanside, CA | 92054 | C | EMERGENCY STANDBY ENGINE, DETROIT DIESEL ENGINE, MODEL 60-606HV35, EPA TIER 3 CERTIFIED, MODEL YEAR 2006, ENGINE FAMILY NO. 7DDXL14 OVLD, S/N 1262AO73824, 635 HP, TURBOCHARGED AND AFTERCOOLED, DRIVING A 420 KW KOHLER GENERATOR. APP# 984691 EFH 12/07 | 1 | 0 | 0 | 0 | 1 | Diesel | 420 | 635 | 420 | 2021-06-10 | 158.10 | 2021-06-10 | 171.00 | 12.9 | 5418 | 4.9217 | 33.1825 | -117.2991 | 0.7 | street_center |  | Haymar Dr |  |  | Oceanside | CA | San Diego County | 92056 | US | TIGER/LineÂ® dataset from the US Census Bureau
APCD2007-PTO-984755 | Active | 2009-07-31 | [34C] Emergency Standby Engine | USN NOLFIB | Owner Manager | Naval Outlying Landing Field Bldg 90 Imperial Beach, CA | 91932 | O | EMERGENCY PROPANE ENGINE: GENERAL MOTORS MODEL VORTEC 5.7L, 105 BHP, S/N 5P7L11783, EQUIPPED WITH A CLEANAIR SYSTEMS CATALYTIC CONVERTER AND NEUTRONICS "MARK V" AIR/FUEL CONTROLLER, DRIVING A 60 KW GENERATOR. 984755-SJE-10/2007 | 0 | 0 | 0 | 1 | 1 | Propane | 60 | 105 | 60 | [5 empty] | 0 | 0 | 32.579 | -117.1174 | 1 | place |  |  |  |  | Imperial Beach | CA | San Diego County | 91932 | US | TIGER/LineÂ® dataset from the US Census Bureau
APCD2007-PTO-984768 | Active | 2009-07-31 | [34C] Emergency Standby Engine | Verizon Wireless | General Manager | 35871 Mountain Circle Dr Julian, CA | 92036 | D | EMERGENCY GENERATOR: 75 BHP GENERAL MOTORS INDUSTRIAL POWERTRAIN MODEL VORTEC 4.3 L LPG OR NATURAL GAS FIRED ENGINE, EQUIPPED WITH A JOHNSON MATTHEY MODEL CXX4-3 , 3-WAY CATALYST/NSCR UNIT AND GILL AF 120 AIR TO FUEL RATIO CONTROLLER, DRIVING A KOLHER MODEL 45 RZG 45 KW GENERATOR. ENGINE S/N 4.3L-16017 | 0 | 0 | 1 | 0 | 1 | Natural Gas | 45 | 75 | 45 | 2021-08-12 | 1006.50 | 2021-08-12 | 1007.20 | 0.7 | 31.5 | 0.022877 | 33.0066 | -116.5862 | 1 | rooftop | 35871 | Mountain Circle Dr |  |  | Julian | CA | San Diego County | 92036 | US | San Diego Geographic Information Source - JPA
APCD2007-PTO-984817 | Active | 2009-07-31 | [34H] California Certified Emergency Standby Engine | Otay Ranch Town Center | Maintenance Supervisor | 2015 Birch Rd,Ste. 500 Chula Vista, CA | 91915 | R | EMERGENCY STANDBY ENGINE: CUMMINS DIESEL ENGINE, MODEL 6BTA5.9-G4, S/N 46582797, RATED AT 170 BHP, MODEL YEAR 2006, EPA TIER 2 CERTIFIED OF ENGINE FAMILY NUMBER 6CEXL0359AAF, TURBOCHARGED, AFTERCOOLED, DRIVING AN 80 KW GENERATOR. (984817-CCN-3/07) | 1 | 0 | 0 | 0 | 1 | Diesel | 80 | 170 | 80 | 2022-03-28 | 219.40 | 2022-03-28 | 222.70 | 3.3 | 264 | 0.23982 | 32.622 | -116.9674 | 1 | rooftop | 2015 | Birch Rd | Ste | 500 | Chula Vista | CA | San Diego County | 91915 | US | San Diego Geographic Information Source - JPA
APCD2007-PTO-984818 | Active | 2009-07-31 | [34H] California Certified Emergency Standby Engine | Otay Ranch Town Center | Maintenance Supervisor | 2015 Birch Rd,Ste. 500 Chula Vista, CA | 91915 | R | EMERGENCY STANDBY ENGINE: CUMMINS DIESEL ENGINE, MODEL QSL9-G2 NR3, S/N 46581208, RATED AT 325 BHP, MODEL YEAR 2006, EPA TIER 3 CERTIFIED OF ENGINE FAMILY NUMBER 6CEXL0540AAB, TURBOCHARGED, AFTERCOOLED, DRIVING A200 KW GENERATOR. (984818-CCN-3/07) | 1 | 0 | 0 | 0 | 1 | Diesel | 200 | 325 | 200 | 2022-03-28 | 111.30 | 2022-03-28 | 113.30 | 2 | 400 | 0.36336 | 32.622 | -116.9674 | 1 | rooftop | 2015 | Birch Rd | Ste | 500 | Chula Vista | CA | San Diego County | 91915 | US | San Diego Geographic Information Source - JPA
APCD2007-PTO-984875 | Active | 2009-07-31 | [34H] California Certified Emergency Standby Engine | USN Submarine Base | Commanding Officer | Bldg 202 San Diego, CA | 92106 | I | EMERGENCY DIESEL ENGINE: CATERPILLAR MODEL C15 DITA, S/N: FSE00273, 779 HP, TURBOCHARGED, AFTERCOOLED, EPA TIER 3 CERTIFIED OF ENGINE FAMILY #6CPXL15.2ESK, DRIVING A 500 KW GENERATOR FOR SEWER LIFT STATION. 984875-SJE-02/2007 (REPLACES PO#975250) | 1 | 0 | 0 | 0 | 1 | Diesel | 500 | 779 | 500 | 2021-06-17 | 331.50 | 2021-06-17 | 341.50 | 10 | 5000 | 4.542 | 32.7241 | -117.1709 | 0.5 | place |  |  |  |  | San Diego | CA | San Diego County | 92101 | US | TIGER/LineÂ® dataset from the US Census Bureau
APCD2007-PTO-984927 | Active | 2009-07-31 | [34H] California Certified Emergency Standby Engine | FSN San Diego Holdings LLC | Kimberly Pletyak | 350 10th Ave., Ste 400 San Diego, CA | 92101 | N | EMERGENCY STANDBY ENGINE: DETROIT DIESEL ENGINE, MODEL 6063HV35, S/N 06R0951557, RATED AT 635 BHP, MODEL YEAR 2006, EPA TIER 3 CERTIFIED OF ENGINE FAMILY NUMBER 6DDXL14.0VLD, TURBOCHARGED, AFTERCOOLED, DRIVING A 405 KW GENERATOR. (984927-CCN-8/07) | 1 | 0 | 0 | 0 | 1 | Diesel | 405 | 635 | 405 | [5 empty] | 0 | 0 | 32.7089 | -117.1559 | 0.9 | nearest_rooftop_match | 352 | 10th Ave | Ste | 400 | San Diego | CA | San Diego County | 92101 | US | San Diego Geographic Information Source - JPA
APCD2007-PTO-984928 | Active | 2009-07-31 | [34W] Registered Engine (Rule 12) | GSA | General Manager | 325 F St W San Diego, CA | 92101 | N | EMERGENCY STANDBY ENGINE: CATERPILLAR DIESEL ENGINE, MODEL 3208, S/N: 5YF01572, RATED AT 305 BHP, DRIVING A GENERATOR. (984928-CCN-11/06) | 1 | 0 | 0 | 0 | 1 | Diesel |  | 305 | 227.4385 | [5 empty] | 0 | 0 | 33.0451 | -116.8557 | 0.9 | range_interpolation | 325 | F St |  |  | Ramona | CA | San Diego County | 92065 | US | TIGER/LineÂ® dataset from the US Census Bureau
APCD2007-PTO-984933 | Active | 2009-07-31 | [34H] California Certified Emergency Standby Engine | Imperial Beach City Of PWD | Facility Manager | 865 Imperial Beach Bl Imperial Beach, CA | 91932 | O | EMERGENCY DIESEL ENGINE: JOHN DEERE MODEL 6090HF485, S/N RG6090l014927, 385 BHP, EPA TIER 3 CERTIFIED OF FAMILY# 6JDXL09.0102, MODEL YEAR 2006, TURBOCHARGED, DRIVING A 250 KW KOHLER GENERATOR MODEL 250 REOZJD. 984933-SJE-11/2007 | 1 | 0 | 0 | 0 | 1 | Diesel | 250 | 385 | 250 | 2021-06-20 | 152.70 | 2021-06-20 | 164.20 | 11.5 | 2875 | 2.6116 | 32.5764 | -117.1151 | 1 | range_interpolation | 865 | Imperial Beach Blvd |  |  | Imperial Beach | CA | San Diego County | 91932 | US | TIGER/LineÂ® dataset from the US Census Bureau
APCD2007-PTO-984947 | Active | 2009-07-31 | [34W] Registered Engine (Rule 12) | Stanford Court Nursing Center | Facility Manager | 8778 Cuyamaca St Santee, CA | 92071 | H | EMERGENCY STANDBY ENGINE: CUMMINS DIESEL ENGINE, MODEL DMT 80C3, S/N: 870144, RATED AT 76 BHP, DRIVING A GENERATOR. (984947-CCN-3/07) | 1 | 0 | 0 | 0 | 1 | Diesel |  | 76 | 56.6732 | [5 empty] | 0 | 0 | 32.8349 | -116.9857 | 1 | rooftop | 8778 | Cuyamaca St |  |  | Santee | CA | San Diego County | 92071 | US | San Diego Geographic Information Source - JPA
APCD2007-PTO-984974 | Active | 2009-07-31 | [34H] California Certified Emergency Standby Engine | OCEANS ELEVEN CASINO |  | 121 BROOKS ST OCEANSIDE, CA | 92054 | C | INTERNAL COMBUSTION ENGINE MAKE: CATERPILLAR MODEL: C15 S/N FSE01422 -EQUIPPED WITH TURBOCHARGER, INTERCOOLER. DIESEL ENGINE, BHP: 563. CERTIFIED ENGINE, FAMILY: 6CPXL15.2ESK. DRIVES AN ELECTRICAL EMERGENCY GENERATOR RATED AT 350 KW. ENGINE LOCATED AT LESS THAN 500 FT FROM SCHOOL. | 1 | 0 | 0 | 0 | 1 | Diesel | 350 | 563 | 350 | 2022-02-25 | 141.60 | 2022-02-25 | 142.60 | 1 | 350 | 0.31794 | 33.1997 | -117.3692 | 1 | rooftop | 121 | Brooks St |  |  | Oceanside | CA | San Diego County | 92054 | US | San Diego Geographic Information Source - JPA
APCD2007-PTO-985047 | Active | 2009-07-31 | [34H] California Certified Emergency Standby Engine | Marine Corps Air Station | Environmental Manager | Camp Pendleton Camp Pendleton, CA | 92055 | A | EMERGENCY DIESEL ENGINE: CATERPILLAR MODEL C18, S/N EST00285, 765 HP, TURBOCHARGED, AFTERCOOLED, EPA TIER 2 CERTIFIED OF ENGINE FAMILY # 7CPLX18.1ESL, DRIVING A 550 KW GENERATOR. 985047-SJE-06/07BLDG 2387 | 1 | 0 | 0 | 0 | 1 | Diesel | 550 | 765 | 550 | 2021-06-22 | 143.10 | 2021-06-22 | 144.40 | 1.3 | 715 | 0.6495 | 33.3877 | -117.4448 | 1 | place |  |  |  |  | Camp Pendleton | CA | San Diego County | 92055 | US | TIGER/LineÂ® dataset from the US Census Bureau
APCD2007-PTO-985055 | Active | 2009-07-31 | [34H] California Certified Emergency Standby Engine | SDG&E | Area Manager | 735 33rd St San Diego, CA | 92102 | S | EMERGENCY DIESEL ENGINE: JOHN DEERE MODEL 6090HF485, 346 BHP, S/N RG6090L016118, EPA TIER 3 CERTIFIED OF FAMILY# 6JDXL09.0102, LEAN BURN, 4 CYCLE, WITH TURBOCHARGING, DRIVING A 230 KW GENERATOR, 95055-SJE-12/07 | 1 | 0 | 0 | 0 | 1 | Diesel | 230 | 346 | 230 | 2021-08-19 | 264.10 | 2021-08-19 | 270.00 | 5.9 | 1357 | 1.2327 | 32.7132 | -117.1205 | 1 | rooftop | 735 | 33rd St |  |  | San Diego | CA | San Diego County | 92102 | US | San Diego Geographic Information Source - JPA
APCD2007-PTO-985075 | Active | 2009-07-31 | [34H] California Certified Emergency Standby Engine | Takeda California Inc | Facility EHS | 9625 Towne Centre Drive San Diego, CA | 92121 | G | EMERGENCY STANDBY ENGINE: DETROIT DIESEL ENGINE, MODEL 6063HV35, S/N 06R0969813 RATED 635 BHP, MODEL YEAR 2007, EPA TIER 3 CERTIFIED OF ENGINE FAMILY NUMBER 7DDXL14.0VLD, TURBOCHARGED, AFTERCOOLED, DRIVING A 405 KW GENERATOR. (985075-CCN-5/07) | 1 | 0 | 0 | 0 | 1 | Diesel | 405 | 635 | 405 | 2021-07-30 | 117.50 | 2021-07-30 | 123.80 | 6.3 | 2551.5 | 2.3178 | 32.8824 | -117.2088 | 1 | range_interpolation | 9625 | Towne Centre Dr |  |  | San Diego | CA | San Diego County | 92121 | US | TIGER/LineÂ® dataset from the US Census Bureau
APCD2007-PTO-985122 | Active | 2009-07-31 | [34H] California Certified Emergency Standby Engine | SD CO OF |  | 10282 RANCHO BERNARDO RD SAN DIEGO, CA | 92127 | F | EMERGENCY STANDBY ENGINE: JOHN DEERE DIESEL ENGINE, MODEL 6068HF285, S/N PE6068L005510, RATED AT 237 BHP, MODEL YEAR 2006, EPA TIER 3 CERTIFIED OF ENGINE FAMILY NUMBER 6JDXL06.8014, TURBOCHARGED, DRIVING A 150 KW GENERATOR (985122-CCN-10/07) | 1 | 0 | 0 | 0 | 1 | Diesel | 150 | 237 | 150 | 2021-10-13 | 121.70 | 2021-10-13 | 124.70 | 3 | 450 | 0.40878 | 33.0216 | -117.1189 | 1 | rooftop | 10282 | Rancho Bernardo Rd |  |  | San Diego | CA | San Diego County | 92127 | US | San Diego Geographic Information Source - JPA
APCD2007-PTO-985124 | Active | 2009-07-31 | [34H] California Certified Emergency Standby Engine | Affinity Development Group | Facility Manager | 10251 Vista Sorrento Pkwy San Diego, CA | 92121 | G | EMERGENCY STANDBY ENGINE: JOHN DEERE DIESEL ENGINE, MODEL 6068HF285, S/N PE6068L009742, RATED AT 220 BHP, MODEL YEAR 2007, EPA TIER 3 CERTIFIED OF ENGINE FAMILY NUMBER 7JDXL06.8014, TURBOCHARGED, DRIVING A 125 KW GENERATOR (985124-CCN-6/07) | 1 | 0 | 0 | 0 | 1 | Diesel | 125 | 220 | 125 | 2021-10-08 | 93.29 | 2022-02-01 | 96.59 | 3.3 | 412.5 | 0.37471 | 32.8955 | -117.2139 | 1 | rooftop | 10251 | Vista Sorrento Pkwy |  |  | San Diego | CA | San Diego County | 92121 | US | Sandoval
APCD2007-PTO-985140 | Active | 2009-07-31 | [34H] California Certified Emergency Standby Engine | The Home Depot #0679 | Store Mgr | 3838 West Vista Wy Oceanside, CA | 92056 | C | Emergency engine: John Deere, model 6068HF275, 220 bhp, diesel fired, turbocharged, S/N PE6068H478946, model year 2005, engine Family No. 5JDXL06.8038. (985140 ALC 11/07) | 1 | 0 | 0 | 0 | 1 | Diesel |  | 220 | 164.054 | 2021-11-03 | 277.40 | 2021-11-03 | 305.30 | 27.9 | 4577.1066 | 4.1578 | 33.1852 | -117.2952 | 1 | rooftop | 3838 | W Vista Way |  |  | Oceanside | CA | San Diego County | 92056 | US | Sandoval
APCD2007-PTO-985145 | Active | 2009-07-31 | [34H] California Certified Emergency Standby Engine | The Home Depot | Store Mgr | 298 Fletcher Py El Cajon, CA | 92020 | L | EMERGENCY STANDBY ENGINE: JOHN DEERE DIESEL ENGINE, MODEL 6068HF285K, S/N PE6068L005400, RATED AT 237 BHP, MODEL YEAR 2007, EPA TIER 3 CERTIFIED OF ENGINE FAMILY NUMBER 7JDXL06.8104, TURBOCHARGED, DRIVING A 177 KW GENERATOR (985145-CCN-10/07) | 1 | 0 | 0 | 0 | 1 | Diesel | 177 | 237 | 177 | 2022-07-13 | 350.20 | 2022-07-13 | 367.10 | 16.9 | 2991.3 | 2.7173 | 32.8094 | -116.9649 | 1 | rooftop | 298 | Fletcher Pkwy |  |  | El Cajon | CA | San Diego County | 92020 | US | Sandoval
APCD2007-PTO-985147 | Active | 2009-07-31 | [34H] California Certified Emergency Standby Engine | VIASAT |  | 6183 EL CAMINO REAL CARLSBAD, CA | 92009 | E | EMERGENCY STANDBY ENGINE: CUMMINS DIESEL ENGINE, MODEL QSL9-G2 NR35, S/N: 21739827, RATED AT 249 BHP, MODEL YEAR 2007, EPA TIER 3 CERTIFIED OF ENGINE FAMILY NUMBER 7CEXL0540AAB, TURBOCHARGED, AFTERCOOLED, DRIVING A 150 KW GENERATOR. (985147-CCN-5/07) | 1 | 0 | 0 | 0 | 1 | Diesel | 150 | 249 | 150 | 2022-01-01 | 218.00 | 2022-01-01 | 223.50 | 5.5 | 825 | 0.74942 | 33.1252 | -117.2673 | 1 | rooftop | 6183 | El Camino Real |  |  | Carlsbad | CA | San Diego County | 92009 | US | San Diego Geographic Information Source - JPA
APCD2007-PTO-985150 | Active | 2009-07-31 | [34H] California Certified Emergency Standby Engine | Intuit | Kathy Donnelly | 7565 Torrey Santa Fe Road San Diego, CA | 92129 | F | EMERGENCY DIESEL ENGINE: CUMMINS QSKTA50-GE, S/N: 33167524, 1840 HP (2220 NAMEPLATE HP), CERTIFIED OF FAMILY NO: 6CEXL050. AAD MODEL YEAR 2006, TURBOCHARGED, AFTERCOOLED, DRIVING A 1250 KW GENERATOR. 985150-SJE-06/07 | 1 | 0 | 0 | 0 | 1 | Diesel | 250 | 1840 | 250 | 2021-05-13 | 272.00 | 2022-05-11 | 279.00 | 7 | 1750 | 1.5897 | 32.9588 | -117.1574 | 1 | rooftop | 7565 | Torrey Santa Fe Rd |  |  | San Diego | CA | San Diego County | 92129 | US | San Diego Geographic Information Source - JPA
APCD2007-PTO-985166 | Active | 2009-07-31 | [34W] Registered Engine (Rule 12) | General Atomics Ct LLC Area 3535/3565 | General Manager | 3535 General Atomics Ct San Diego, CA | 92121 | G | EMERGENCY STANDBY ENGINE: DETROIT DIESEL ENGINE, MODEL 80637416, S/N: 06VF194925, RATED AT 474 BHP, MODEL YEAR 1992, TURBOCHARGED, AFTERCOOLED, DRIVING A 300 KW GENERATOR. (985166-CCN-4/07) | 1 | 0 | 0 | 0 | 1 | Diesel | 300 | 474 | 300 | 2021-11-09 | 510.90 | 2021-11-09 | 515.20 | 4.3 | 1290 | 1.1718 | 32.8936 | -117.2381 | 1 | rooftop | 3535 | General Atomics Ct |  |  | San Diego | CA | San Diego County | 92121 | US | Sandoval
APCD2007-PTO-985172 | Active | 2009-07-31 | [34C] Emergency Standby Engine | General Atomics Diazyme | Jesus Garcia | 12889 Gregg Ct Poway, CA | 92064 | F | EMERGENCY STANDBY ENGINE: GENERAL MOTORS ENGINE, FUELED WITH NATURAL GAS, MODEL VORTEC 8.1L-4 CYCLE, S/N 8P1L14495, RATED AT 195 BHP, TURBOCHARGED, DRIVING A 125 KW GENERATOR. (985172-CCN-5/07) | 0 | 0 | 1 | 0 | 1 | Natural Gas | 125 | 195 | 125 | 2021-09-22 | 148.90 | 2022-08-31 | 194.40 | 45.5 | 5687.5 | 4.1306 | 32.9372 | -117.0479 | 1 | rooftop | 12889 | Gregg Ct |  |  | Poway | CA | San Diego County | 92064 | US | Sandoval
APCD2007-PTO-985173 | Active | 2009-07-31 | [34H] California Certified Emergency Standby Engine | Chula Vista Civic Center | Fleet Manager | 276 Fourth Ave Bldg 300 Chula Vista, CA | 91910 | Q | EMERGENCY DIESEL ENGINE: CUMMINS MODEL QSX15-G9, S/N: 31035462, 755 BHP, EPA TIER 2 CERTIFIED OF FAMILY # 7CEXL015.AAB, TURBOCHARGED, AFTERCOOLED, DRIVING A 350 KW MODEL 350DFEG GENERATOR. 985173-SJE-12/2007 | 1 | 0 | 0 | 0 | 1 | Diesel | 350 | 755 | 350 | [5 empty] | 0 | 0 | 32.6407 | -117.0853 | 1 | rooftop | 276 | 4th Ave | Bldg | 300 | Chula Vista | CA | San Diego County | 91910 | US | San Diego Geographic Information Source - JPA
APCD2007-PTO-985180 | Active | 2009-07-31 | [34H] California Certified Emergency Standby Engine | Southland Technology | Owner Manager | 8053 Vickers St San Diego, CA | 92111 | M | INTERNAL COMBUSTION ENGINE. MAKE: JOHN DEERE, MODEL: 4045HF285I. SERIAL NO. PE4045L011749. BHP: 158 HP. DIESEL FUELED. EQUIPPED WITH TURBOCHARGER. CARB CERTIFIED OF ENGINE FAMILY # 7JDXL06.8105, DRIVES AN ELECTRICAL EMERGENCY GENERATOR RATED AT 100 KW (KOHLER 100REOZJD)JFTNEWJUN1307 | 1 | 0 | 0 | 0 | 1 | Diesel | 100 | 49 | 100 | 2021-07-15 | 119.30 | 2021-07-15 | 123.20 | 3.9 | 390 | 0.35427 | 32.8271 | -117.1497 | 1 | range_interpolation | 8053 | Vickers St |  |  | San Diego | CA | San Diego County | 92111 | US | TIGER/LineÂ® dataset from the US Census Bureau
APCD2007-PTO-985182 | Active | 2009-07-31 | [34H] California Certified Emergency Standby Engine | USMC MCAS Miramar | General Manager | USMC Miramar San Diego, CA | 92145 | H | INTERNAL COMBUSTION ENGINE. MAKE: JOHN DEERE, MODEL:4045TF270E, SERIAL NO. PE4045T654484. DIESEL FUELED, EQUIPPED WITH TURBOCHARGER. BHP RATING: 99 HP ENGINE CERTIFICATION FAMILY: 7JDXL04.5057. ENGINE DRIVES AN ELECTRICAL EMERGENCY GENERATOR RATED AT 50 KW. JFTNEWJUL1207,JFT-REVISED S/N NOV 07 | 1 | 0 | 0 | 0 | 1 | Diesel | 50 | 99 | 50 | 2022-01-01 | 193.60 | 2022-01-01 | 196.60 | 3 | 150 | 0.13626 | 32.8795 | -117.1612 | 1 | street_center |  | Miramar Rd |  |  | San Diego | CA | San Diego County | 92121 | US | TIGER/LineÂ® dataset from the US Census Bureau
APCD2007-PTO-985183 | Active | 2009-07-31 | [34H] California Certified Emergency Standby Engine | USMC MCAS Miramar | General Manager | USMC Miramar San Diego, CA | 92145 | H | INTERNAL COMBUSTION ENGINE. MAKE: JOHN DEERE, MODEL: 4045TF270E, SERIAL NO: PE4045T653846. DIESEL FUELED, EQUIPPED WITH TURBOCHARGER, BHP RATING: 99 HP ENGINE CERTIFICATION FAMILY: 7JDXL04.5057. ENGINE DRIVES AN ELECTRICAL EMERGENCY GENERATOR RATED AT 50 KW. JFTNEWJUL1207 | 1 | 0 | 0 | 0 | 1 | Diesel | 50 | 99 | 50 | 2022-01-01 | 206.10 | 2022-01-01 | 209.80 | 3.7 | 185 | 0.16805 | 32.8795 | -117.1612 | 1 | street_center |  | Miramar Rd |  |  | San Diego | CA | San Diego County | 92121 | US | TIGER/LineÂ® dataset from the US Census Bureau
APCD2007-PTO-985184 | Active | 2009-07-31 | [34H] California Certified Emergency Standby Engine | USMC MCAS Miramar | Michael Murukis | USMC Miramar San Diego, CA | 92145 | H | INTERNAL COMBUSTION ENGINE. MAKE: JOHN DEERE, MODEL: 4045TF270E, SERIAL NO. PE4045T654452. DIESEL FUELED, EQUIPPED WITH TURBOCHARGER. BHP RATING: 99 HP ENGINE CERTIFICATION FAMILY: 7JDXL04.5057. ENGINE DRIVES AN ELECTRICAL EMERGENCY GENERATOR RATED AT 50 KW. JFTNEWJUL1207 | 1 | 0 | 0 | 0 | 1 | Diesel | 50 | 99 | 50 | 2022-01-01 | 170.50 | 2022-01-01 | 175.70 | 5.2 | 260 | 0.23618 | 32.8795 | -117.1612 | 1 | street_center |  | Miramar Rd |  |  | San Diego | CA | San Diego County | 92121 | US | TIGER/LineÂ® dataset from the US Census Bureau
APCD2007-PTO-985185 | Active | 2009-07-31 | [34H] California Certified Emergency Standby Engine | USMC MCAS Miramar | Michael Murukis | USMC Miramar San Diego, CA | 92145 | H | INTERNAL COMBUSTION ENGINE. MAKE: JOHN DEERE, MODEL: 4045TF270E, SERIAL NO: PE4045T654488. DIESEL FUELED, EQUIPPED WITH TURBOCHARGER. BHP RATING: 99 HP ENGINE CERTIFICATION FAMILY: 7JDXL04.5057. ENGINE DRIVES AN ELECTRICAL EMERGENCY GENERATOR RATED AT 50 KW. JFTNEWJUL1207 | 1 | 0 | 0 | 0 | 1 | Diesel | 50 | 99 | 50 | 2022-01-01 | 274.90 | 2022-01-01 | 280.50 | 5.6 | 280 | 0.25435 | 32.8795 | -117.1612 | 1 | street_center |  | Miramar Rd |  |  | San Diego | CA | San Diego County | 92121 | US | TIGER/LineÂ® dataset from the US Census Bureau
APCD2007-PTO-985186 | Active | 2009-07-31 | [34H] California Certified Emergency Standby Engine | USMC MCAS Miramar | General Manager | USMC Miramar San Diego, CA | 92145 | H | INTERNAL COMBUSTION ENGINE. MAKE: JOHN DEERE, MODEL: 4045TF270E, SERIAL NO PE4045T654474. DIESEL FUELED, EQUIPPED WITH TURBOCHARGER. BHP RATING: 99 HP ENGINE CERTIFICATION FAMILY: 7JDXL04.5057. ENGINE DRIVES AN ELECTRICAL EMERGENCY GENERATOR RATED AT 50 KW. JFTNEWJUL1207 | 1 | 0 | 0 | 0 | 1 | Diesel | 50 | 99 | 50 | 2022-01-01 | 202.10 | 2022-01-01 | 225.80 | 23.7 | 1185 | 1.0764 | 32.8795 | -117.1612 | 1 | street_center |  | Miramar Rd |  |  | San Diego | CA | San Diego County | 92121 | US | TIGER/LineÂ® dataset from the US Census Bureau
APCD2007-PTO-985188 | Active | 2009-07-31 | [34H] California Certified Emergency Standby Engine | San Diego Association of Governments | Michael Schwarting | 1881 Birch Rd Chula Vista, CA | 91914 | Q | Emergency diesel engine: John Deere 4045HF285J, S/N: PE4045L006493, 126 hp, Tier 3 certified of family # 7JDXL06.8105, turbo-charged, after-cooled, driving a 80 kW generac generator. 985188-SJE-10/2007 | 1 | 0 | 0 | 0 | 1 | Diesel | 80 | 126 | 80 | [5 empty] | 0 | 0 | 32.622 | -116.9674 | 0.67 | nearest_rooftop_match | 2015 | Birch Rd |  |  | Chula Vista | CA | San Diego County | 91915 | US | San Diego Geographic Information Source - JPA
APCD2007-PTO-985189 | Active | 2009-07-31 | [34H] California Certified Emergency Standby Engine | San Diego Association of Governments | Michael Schwarting | 1978 Birch Rd Chula Vista, CA | 91914 | Q | Emergency diesel engine: John Deere 4045HF285J, S/N: PE4045L006481, 126 hp, Tier 3 certified of family # 7JDXL06.8105, turbo-charged, after-cooled, driving a 80 kW generac generator. 985189-SJE-10/2007 | 1 | 0 | 0 | 0 | 1 | Diesel | 80 | 126 | 80 | 2021-11-19 | 269.60 | 2021-11-19 | 287.30 | 17.7 | 1416 | 1.2863 | 32.62 | -116.967 | 0.87 | nearest_rooftop_match | 2010 | Birch Rd |  |  | Chula Vista | CA | San Diego County | 91915 | US | San Diego Geographic Information Source - JPA
APCD2007-PTO-985196 | Active | 2009-07-31 | [34H] California Certified Emergency Standby Engine | San Diego Association of Governments | Michael Schwarting | 2115 Otay Lakes Rd Chula Vista, CA | 91914 | Q | Emergency standby engine: John Deere diesel engine, model #: 4045HF285, S/N PE4045L006485, rated at 125 bhp, model year 2007, EPA Tier 3 certified of engine family number 7JDXL06.8101, turbo-charged, after-cooled, driving a 80 kW generator. (985196-CCN-10/07) | 1 | 0 | 0 | 0 | 1 | Diesel | 80 | 125 | 80 | [5 empty] | 0 | 0 | 32.6469 | -116.9694 | 1 | range_interpolation | 2115 | Otay Lakes Rd |  |  | Chula Vista | CA | San Diego County | 91915 | US | TIGER/LineÂ® dataset from the US Census Bureau
APCD2007-PTO-985197 | Active | 2009-07-31 | [34H] California Certified Emergency Standby Engine | San Diego Association of Governments | Michael Schwarting | 2186 Otay Lakes Rd Chula Vista, CA | 91914 | Q | Emergency standby engine: John Deere diesel engine, model #: 4045HF285, S/N PE4045L006490, rated at 125 bhp, model year 2007, EPA Tier 3 certified of engine family number 7JDXL06.8101, turbo-charged, after-cooled, driving a 80 kw generator. (985197-CCN-10/07) | 1 | 0 | 0 | 0 | 1 | Diesel | 80 | 125 | 80 | 2021-11-19 | 555.90 | 2021-11-19 | 574.60 | 18.7 | 1496 | 1.359 | 32.6476 | -116.9665 | 1 | range_interpolation | 2186 | Otay Lakes Rd |  |  | Chula Vista | CA | San Diego County | 91910 | US | TIGER/LineÂ® dataset from the US Census Bureau
APCD2007-PTO-985211 | Active | 2009-07-31 | [34H] California Certified Emergency Standby Engine | USMC MCAS Miramar | General Manager | USMC Miramar San Diego, CA | 92145 | H | EMERGENCY ENGINE GENERATOR: JOHN DEERE DIESEL ENGINE, MODEL 6068HF285K, S/N; PE6068L008985, 237 HP, MODEL YEAR 2007, TURBOCHARGED, EPA TIER 3 CERTIFICATION FAMILY NO. 6JDXL06.8104, DRIVING A 155 KW GENERATOR. APPL# 985211 EFH 09/07 | 1 | 0 | 0 | 0 | 1 | Diesel | 155 | 237 | 155 | 2022-01-01 | 154.50 | 2022-01-01 | 157.70 | 3.2 | 496 | 0.45056 | 32.8795 | -117.1612 | 1 | street_center |  | Miramar Rd |  |  | San Diego | CA | San Diego County | 92121 | US | TIGER/LineÂ® dataset from the US Census Bureau
APCD2007-PTO-985212 | Active | 2009-07-31 | [34H] California Certified Emergency Standby Engine | USMC MCAS Miramar | Michael Murukis | USMC Miramar San Diego, CA | 92145 | H | EMERGENCY STANDBY GENERATOR, JOHN DEERE DIESEL ENGINE, MODEL 6068HF285, S/N: RG6090L022231, 422 HP, MODEL YEAR 2007, TURBOCHARGED, EPA TIER 3 FAMILY NO. 6JDXL09.0102, DRIVING A 273 KW GENERATOR. LOCATED AT BLDG 9211. APPL# 985212 EFH 09/07 | 1 | 0 | 0 | 0 | 1 | Diesel | 273 | 422 | 273 | 2022-01-01 | 153.20 | 2022-01-01 | 156.30 | 3.1 | 846.3 | 0.76877 | 32.8795 | -117.1612 | 1 | street_center |  | Miramar Rd |  |  | San Diego | CA | San Diego County | 92121 | US | TIGER/LineÂ® dataset from the US Census Bureau
APCD2007-PTO-985231 | Active | 2009-07-31 | [34H] California Certified Emergency Standby Engine | Trefoil Therapeutics | EHS Department | 6330 Nancy Ridge Drive Ste 103 San Diego, CA | 92121 | G | EMERGENCY DIESEL ENGINE: JOHN DEERE 4045DF150, S/N TO4045D891230, 71 HP, EPA CERTIFIED OF FAMILY# 1JDXL06.8016, MODEL YEAR 2001, DRIVING A 40 KW KOHLER 40REOJ GENERATOR. 985231-SJE-4/07 | 1 | 0 | 0 | 0 | 1 | Diesel | 40 | 71 | 40 | 2022-01-26 | 111.30 | 2022-01-26 | 111.30 | 0 | 0 | 0 | 32.8884 | -117.183 | 1 | rooftop | 6330 | Nancy Ridge Dr | Ste | 103 | San Diego | CA | San Diego County | 92121 | US | San Diego Geographic Information Source - JPA
APCD2007-PTO-985247 | Active | 2009-07-31 | [34H] California Certified Emergency Standby Engine | Valley Center Municipal Water District | Operations Manager | 30545 Via Cantamar Valley Center, CA | 92082 | B | INTERNAL COMBUSTION ENGINE. MAKE: CUMMINS. MODEL: QSB5-G3NR3, SERIAL NO. 46720458. DIESEL FUELED, TURBOCHARGED, AFTERCOOLED. BHP RATING: 145 HP. ENGINE FAMILY NAME: 7CEXL0275AAG, TIER 3. DRIVES AN ELECTRICAL EMERGENCY GENERATOR RATED AT 80 KW. JFTNEWSEP1207 | 1 | 0 | 0 | 0 | 1 | Diesel | 80 | 145 | 80 | 2022-05-05 | 355.20 | 2022-05-05 | 361.80 | 6.6 | 528 | 0.47963 | 33.2665 | -117.1494 | 0.9 | range_interpolation | 30545 | Via Cantamar |  |  | Escondido | CA | San Diego County | 92026 | US | TIGER/LineÂ® dataset from the US Census Bureau
APCD2007-PTO-985266 | Active | 2009-07-31 | [34H] California Certified Emergency Standby Engine | Wyndham Vacation Resorts Inc | Cherie Ordway | 333 N Myers St Oceanside, CA | 92054 | C | EMERGENCY DIESEL ENGINE: JOHN DEERE 6068HF485, S/N: PE6068L002514, 315 HP, CERTIFIED OF FAMILY# 6JDXL06.8101, TURBOCHARGED, DRIVING A 200 KW KOHLER GENERATOR. 985266-SJE-12/2007 | 1 | 0 | 0 | 0 | 1 | Diesel | 200 | 315 | 200 | 2021-12-15 | 155.80 | 2022-07-14 | 165.40 | 9.6 | 1920 | 1.7441 | 33.1955 | -117.3836 | 1 | rooftop | 333 | N Myers St |  |  | Oceanside | CA | San Diego County | 92054 | US | San Diego Geographic Information Source - JPA
APCD2007-PTO-985269 | Active | 2009-07-31 | [34H] California Certified Emergency Standby Engine | UCSD | Valerie Fanning | 9500 Gilman Dr Dept 0089 San Diego, CA | 92093 | I | EMERGENCY STANDBY ENGINE: CATERPILLAR DIESEL ENGINE, MODEL C32, S/N SYC00958, 1502 BHP, MODEL YEAR 2006, EPA TIER 2 ENGINE FAMILY NO. CPX-NR9-06-02, TURBOCHARGED, AFTERCOOLED, DRIVING A 1000 KW GENERATOR. APPL# 985269 EFH 09/07 | 1 | 0 | 0 | 0 | 1 | Diesel | 1000 | 1502 | 1000 | 2021-06-23 | 88.30 | 2022-07-22 | 102.00 | 13.7 | 13700 | 12.445 | 32.8758 | -117.2396 | 0.9 | rooftop | 9500 | Gilman Dr | Dept | 89 | LA Jolla | CA | San Diego County | 92093 | US | San Diego Geographic Information Source - JPA
APCD2007-PTO-985272 | Active | 2009-07-31 | [34H] California Certified Emergency Standby Engine | SD Transit Corp | Tim Burrie | 4620 Ruffner San Diego, CA | 92111 | M | INTERNAL COMBUSTION ENGINE: -MAKE: JOHN DEERE -MODEL: 4045TF270E -SERIAL NO. PE4045T538266 BHP: 99 HP, DIESEL FUELED, TURBOCHARGED. TIER 2 CERTIFIED FAMILY: 5JDXL04.5057. DRIVES AN EMERGENCY GENERATOR RATED AT 60 KW.JFT NEW AUG1407 | 1 | 0 | 0 | 0 | 1 | Diesel | 60 | 99 | 60 | 2021-12-13 | 236.70 | 2021-12-13 | 247.60 | 10.9 | 654 | 0.59409 | 32.8249 | -117.1577 | 1 | range_interpolation | 4620 | Ruffner St |  |  | San Diego | CA | San Diego County | 92111 | US | TIGER/LineÂ® dataset from the US Census Bureau
APCD2007-PTO-985431 | Active | 2009-07-31 | [34W] Registered Engine (Rule 12) | Verizon Wireless | Project Manager | 2205 View Point Rd Bldg #907 Mount Laguna, CA | 91948 | R | INTERNAL COMBUSTION ENGINE. MAKE: FORD, MODEL: CSG-6491-6005A, SERIAL NO.: 3567-B-27-RC. BHP RATING: 68 HP. PROPANE FUELED. DRIVES AN ELECTRICAL EMERGENCY GENERATOR RATED AT 45 KW. JFT NEW JUL2407 | 0 | 0 | 0 | 1 | 1 | Propane | 45 | 68 | 45 | 2021-11-09 | 1138.50 | 2021-11-09 | 1255.80 | 117.3 | 5278.5 | 4.349 | 33.1676 | -117.1316 | 0.6 | rooftop | 2205 | View Crest Gln | Bldg | 907 | Escondido | CA | San Diego County | 92026 | US | Sandoval
APCD2007-PTO-985585 | Active | 2009-07-31 | [34H] California Certified Emergency Standby Engine | FALLBROOK UNION HIGH SCHOOL DISTRICT |  | 2400 S STAGECOACH LN FALLBROOK, CA | 92028 | A | Internal combustion engine make: Caterpillar (Perkins), engine type (model): 2460/1800, family: 1104C-44, sales number: 3054c, S/N: *e4m0151*, diesel fueled, year of manufacture: 2006. Bhp rating: 65 hp, engine family certification: 6PKXL04.4RE1. Drives an electric emergency generator rated at 40 kw (mfr: Caterpillar, model: D40-4, Serial No: CATOOC44HNLDOO668) Located at school grounds and less than 500 feet of another school. JFT New Dec07, 2007 | 1 | 0 | 0 | 0 | 1 | Diesel | 40 | 65 | 40 | 2021-12-31 | 76.60 | 2022-08-22 | 87.00 | 10.4 | 416 | 0.37789 | 33.3485 | -117.2418 | 1 | rooftop | 2400 | S Stage Coach Ln |  |  | Fallbrook | CA | San Diego County | 92028 | US | San Diego Geographic Information Source - JPA
APCD2007-PTO-985588 | Active | 2009-07-31 | [34H] California Certified Emergency Standby Engine | Aperture Owners Association | Facility Manager | 1494 Union St San Diego, CA | 92101 | N | EMERGENCY DIESEL ENGINE: CUMMINS / QSX15-G9, S/N: 79236030, 755 HP, CERTIFIED OF FAMILY# 6CEXL015.AAB, TURBOCHARGED, AFTERCOOLED, DRIVING A 516 KW GENERATOR, S/N A070016351. 985588-SJE-11/2007 | 1 | 0 | 0 | 0 | 1 | Diesel | 516 | 755 | 516 | 2021-09-20 | 63.70 | 2022-04-27 | 66.20 | 2.5 | 1290 | 1.1718 | 32.7206 | -117.1659 | 1 | rooftop | 1494 | Union St |  |  | San Diego | CA | San Diego County | 92101 | US | San Diego Geographic Information Source - JPA
APCD2007-PTO-985643 | Active | 2009-07-31 | [34W] Registered Engine (Rule 12) | Horton House Apts | Facility Manager | 333 G St San Diego, CA | 92101 | N | REGISTRATION OF DIESEL EMERGENCY BACKUP ENGINE, MAKE CUMMINS, 288 HP MODEL NT855-G, S/N 3016670, TURBOCHARGED, DRIVING A GENERATOR. | 1 | 0 | 0 | 0 | 1 | Diesel |  | 288 | 214.7616 | [5 empty] | 0 | 0 | 32.7123 | -117.1615 | 1 | rooftop | 333 | G St |  |  | San Diego | CA | San Diego County | 92101 | US | San Diego Geographic Information Source - JPA
APCD2007-PTO-987813 | Active | 2009-07-31 | [34H] California Certified Emergency Standby Engine | Grossmont-Cuyamaca Comm College Dist |  | Attn: Dale R. Switzer-Dir Fac Planning & Development,8800 Grossmont College Dr El Cajon, CA | 92020 | L | EMERGENCY STANDBY DIESEL ENGINE: PERKINS, MODEL: C6.6, S/N: E6M01522, 274 BHP, TIER 2 CERTIFIED OF FAMILY #: 9PKXL06.6PJ1, MODEL YEAR: 2009,TURBOCHARGED, AFTERCOOLED, DRIVING A 175 KW CATERPILLAR GENERATOR 987813/DCT/06/09 | 1 | 0 | 0 | 0 | 1 | Diesel | 175 | 274 | 175 | 2022-05-25 | 145.80 | 2022-05-25 | 147.40 | 1.6 | 280 | 0.25435 | 32.8044 | -116.8695 | 0.9 | street_center |  | W Dr |  |  | El Cajon | CA | San Diego County | 92021 | US | TIGER/LineÂ® dataset from the US Census Bureau
APCD2008-PTO-040179 | Active | 2009-07-31 | [34C] Emergency Standby Engine | UCSD Medical Center | EH&S Specialist | 225 Dickinson St W San Diego, CA | 92103 | M | EMERGENCY GENERATOR: CATERPILLAR MODEL 3412TA RATED 660 KW, AND 890 HP DIESEL-FIRED, S/N 81Z03571(APPL #40179) CW0385 NO APP 17CCR93115 SJE2/2007 | 1 | 0 | 0 | 0 | 1 | Diesel | 660 | 890 | 660 | 2021-06-02 | 1866.50 | 2021-06-02 | 1873.00 | 6.5 | 4290 | 3.897 | 32.755 | -117.1651 | 1 | range_interpolation | 225 | Dickinson St |  |  | San Diego | CA | San Diego County | 92103 | US | TIGER/LineÂ® dataset from the US Census Bureau
APCD2008-PTO-040180 | Active | 2009-07-31 | [34C] Emergency Standby Engine | UCSD Medical Center | EH&S Specialist | 225 Dickinson St W San Diego, CA | 92103 | M | Emergency Generator: Caterpillar Model 3412TA Rated 660 kW, 890 HP. Diesel-Fired, S/N 81Z03564 | 1 | 0 | 0 | 0 | 1 | Diesel | 660 | 890 | 660 | 2021-06-02 | 1815.90 | 2021-06-02 | 1822.00 | 6.1 | 4026 | 3.6572 | 32.755 | -117.1651 | 1 | range_interpolation | 225 | Dickinson St |  |  | San Diego | CA | San Diego County | 92103 | US | TIGER/LineÂ® dataset from the US Census Bureau
APCD2008-PTO-860963 | Active | 2009-07-31 | [34C] Emergency Standby Engine | SD Mission Valley Hilton | Facility Manager | 901 Camino Del Rio S San Diego, CA | 92108 | M | ONE (1) EMERGENCY STANDBY ENGINE/GENERATOR SET RATED AT 362 BHP AND 250 KW; CUMMINS ENGINE, MODEL # NTA-855-G3, S/N 11345855; KOHLER CO. MODEL 250ROZ APPL.#860963 06/05/87 RLB NO APP 17CCR93115 SJE11/08 | 0 | 0 | 0 | 0 | 0 | Unknown | 250 | 362 | 250 | [5 empty] | 0 | 0 | 32.7636 | -117.1564 | 1 | rooftop | 901 | Camino Del Rio S |  |  | San Diego | CA | San Diego County | 92108 | US | San Diego Geographic Information Source - JPA
APCD2008-PTO-900238 | Active | 2009-07-31 | [34C] Emergency Standby Engine | Villa Coronado Convalescent Home | Owner Manager | 233 Prospect Pl Coronado, CA | 92118 | O | EMERGENCY GENERATOR SET, DIESEL: ONE (1) JOHN DEERE ENGINE, MODEL 6076AF010, 250 BHP MAXIMUM RATED POWER OUTPUT, SN RG6076A127587, EQUIPPED WITH TURBOCHARGING AND AFTERCOOLING; DRIVING A KOHLER GENERATOR, MODEL 150ROZJ, 150 KW. (APPL#900238/KMC/0491)17CCR93115SJE01/06 985054EFH | 1 | 0 | 0 | 0 | 1 | Diesel | 150 | 250 | 150 | 2021-06-30 | 742.10 | 2021-06-30 | 752.40 | 10.3 | 1545 | 1.4035 | 32.6945 | -117.1673 | 1 | rooftop | 233 | Prospect Pl |  |  | Coronado | CA | San Diego County | 92118 | US | San Diego Geographic Information Source - JPA
APCD2008-PTO-900279 | Active | 2009-07-31 | [34C] Emergency Standby Engine | Scripps Memorial Hospital | Dir of Plant Operations | 354 Santa Fe Dr Encinitas, CA | 92024 | E | EMERGENCY GENERATOR SET (600 KW): CUMMINS ENGINE (900 HP), MODEL VTA28-G2, S/N 25164197 (APPL #900279/CW) 0491984958 EFH 900279 | 0 | 0 | 0 | 0 | 0 | Unknown | 600 | 900 | 600 | [5 empty] | 0 | 0 | 33.0373 | -117.2834 | 1 | rooftop | 354 | Santa Fe Dr |  |  | Encinitas | CA | San Diego County | 92024 | US | Sandoval
APCD2008-PTO-900280 | Active | 2009-07-31 | [34C] Emergency Standby Engine | Scripps Memorial Hospital | Dir of Plant Operations | 354 Santa Fe Dr Encinitas, CA | 92024 | E | EMERGENCY GENERATOR SET (600 KW): CUMMINS ENGINE (900 HP), MODEL VTA28-G2, S/N 25164532 (APPL #900280/CW) 0491984959 EFH 900280 | 0 | 0 | 0 | 0 | 0 | Unknown | 600 | 900 | 600 | [5 empty] | 0 | 0 | 33.0373 | -117.2834 | 1 | rooftop | 354 | Santa Fe Dr |  |  | Encinitas | CA | San Diego County | 92024 | US | Sandoval
APCD2008-PTO-900300 | Active | 2009-07-31 | [34C] Emergency Standby Engine | USN Nav Sta 1 SCE | Commanding Officer | Naval Station San Diego, CA | 92136 | S | IC RECIPROCATING ENGINE, EMERGENCY GENERATOR: GENERAC MODEL 440 FDR, RATED 335 HP AT 200 KW, WITH TURBOCHARGING, DIESEL OIL FIRED, S/N: UE3490430 AT BLDG 3380 (APPL #900300/JJS) 1191 900300 17CCR93115 SJE12/05 | 1 | 0 | 0 | 0 | 1 | Diesel | 200 | 335 | 200 | 2022-01-07 | 22.00 | 2022-01-07 | 24.10 | 2.1 | 420 | 0.38153 | 32.8122 | -116.9328 | 0.86 | street_center |  | Navello St |  |  | El Cajon | CA | San Diego County | 92021 | US | TIGER/LineÂ® dataset from the US Census Bureau
APCD2008-PTO-900846 | Active | 2009-07-31 | [34C] Emergency Standby Engine | UCSD Medical Center | EH&S Specialist | 225 Dickinson St W San Diego, CA | 92103 | M | ONE (1) CATERPILLAR MODEL 3412 DITA DIESEL ENGINE, S/N 81Z10330, RATED AT 890 HP, 660 KW WITH TURBOCHARGING AND AFTERCOOLING. (MAINT HOURS MODIFIED 8/95 GDS NO APP) 900846 17CCR93115 SJE2/2007 985110 EFH | 1 | 0 | 0 | 0 | 1 | Diesel | 660 | 890 | 660 | 2021-06-02 | 1424.10 | 2021-06-02 | 1430.00 | 5.9 | 3894 | 3.5373 | 32.755 | -117.1651 | 1 | range_interpolation | 225 | Dickinson St |  |  | San Diego | CA | San Diego County | 92103 | US | TIGER/LineÂ® dataset from the US Census Bureau
APCD2008-PTO-901284 | Active | 2009-07-31 | [34C] Emergency Standby Engine | University Ambulatory Surgery Center | General Manager | 8929 University Center Ln #103 San Diego, CA | 92122 | H | I.C. ENGINE, EMERGENCY GENERATOR: JOHN DEERE MODEL 6076A, S/N RG6076A148897, TURBOCHARGED, AFTERCOOLED, 250 HP DIESEL DRIVING A KOHLER MODEL 150ROZJ, 150KW GENERATOR. 901284 17 CCR 93115 SJE 01/06 (ATCM: S/N 148897) | 1 | 0 | 0 | 0 | 1 | Diesel | 150 | 250 | 150 | 2021-10-30 | 0.60 | 2021-10-30 | 12.30 | 11.7 | 1755 | 1.5942 | 32.8701 | -117.2268 | 1 | rooftop | 8929 | University Center Ln | Ste | 103 | San Diego | CA | San Diego County | 92122 | US | Sandoval
APCD2008-PTO-910413 | Active | 2009-07-31 | [34C] Emergency Standby Engine | Rancho Santa Fe Community Serv Dist | General Manager | 16105 Via De Santa Fe Rancho Santa Fe, CA | 92067 | E | CUMMINS DIESEL EMERGENCY ENGINE, MODEL KTA19G1 BPH RATED @ 350 KW EQUIPPED WITH TURBOCHARGING AND AFTERCOOLING, GENERATOR S/N: 37124346 01/28/92 EFH 910413 17CCR93115 SJE12/05 | 1 | 0 | 0 | 0 | 1 | Diesel | 350 | Unknown | 350 | [5 empty] | 0 | 0 | 33.0072 | -117.1968 | 1 | rooftop | 16105 | Via De Santa Fe |  |  | Rancho Santa Fe | CA | San Diego County | 92091 | US | San Diego Geographic Information Source - JPA
APCD2008-PTO-910857 | Active | 2009-07-31 | [34C] Emergency Standby Engine | Fallbrook Public Utility District | Owner Manager | 1425 Alturas Rd Fallbrook, Ca | 92028 | A | EMERGENCY ELECTRICAL GENERATOR-DIESEL ENGINE SET: -CATERPILLAR MODEL 3412, SERIAL NO. 81Z15021, 750 HP @ 1800 RPM, TURBOCHARGED DIESEL ENGINE DRIVING AN ELECTRICAL GENERATOR: CATERPILLAR MODEL SR-4, SERIAL NO. 5NA08804, 500 KW ELECTRICAL GENERATOR. (ADL 3/95). 910857 7CCR93115 SJE 11/05 EMPTY FILTER HOUSING/SILENCER (SUD-CHEMIE MODEL ENVICAT) 984131/986053. | 1 | 0 | 0 | 0 | 1 | Diesel | 500 | 750 | 500 | 2021-07-29 | 447.00 | 2021-07-29 | 460.00 | 13 | 6500 | 5.9046 | 33.368 | -117.2599 | 1 | rooftop | 1425 | Alturas Rd |  |  | Fallbrook | CA | San Diego County | 92028 | US | San Diego Geographic Information Source - JPA
APCD2008-PTO-911467 | Active | 2009-07-31 | [34C] Emergency Standby Engine | Bayview Tower | Property Manager | 801 National City Bl National City, CA | 91950 | Q | ONE (1) EMERGENCY ENGINE GENERATOR, ENGINE MFR: JOHN DEERE, MODEL 6076AF010 S/N: RG6076A182996, 250 BHP, EQUIPPED WITH TURBOCHARGING AND AFTERCOOLING. GENERATOR MFR: KOHLER, MODEL: 150ROZJ81, S/N: 297482. APPL# 911467, 10/08/92 EFH. 940669 17CCR93115SJE12/05 | 0 | 0 | 0 | 0 | 0 | Unknown |  | 250 | 186.425 | 2021-08-16 | 294.40 | 2022-08-02 | 300.30 | 5.9 | 1099.9075 | 0 | 32.6755 | -117.1064 | 1 | rooftop | 801 | National City Blvd |  |  | National City | CA | San Diego County | 91950 | US | San Diego Geographic Information Source - JPA
APCD2008-PTO-911495 | Active | 2009-07-31 | [34C] Emergency Standby Engine | Scripps Encinitas Surgery Center | Trey Parsons | 320 Santa Fe Dr., Ste LL2 Encinitas, Ca | 92024 | E | ONE (1) EMERGENCY ENGINE GENERATOR: KOHLER GENERATOR, MODEL: 125R0Z571. JOHN DEERE DIESEL ENGINE, 211 BHP, MODEL : 6076TF010, S/N: RG6076T184937 EQUIPPED WITH TURBOCHARGING. APPL # 911495 EFH 01/05/93984960 EFH 911495 | 1 | 0 | 0 | 0 | 1 | Diesel |  | 211 | 157.3427 | 2022-01-01 | 560.00 | 2022-01-01 | 564.80 | 4.8 | 755.245 | 0.68606 | 33.0388 | -117.2855 | 1 | rooftop | 320 | Santa Fe Dr | Ste | LL2 | Encinitas | CA | San Diego County | 92024 | US | San Diego Geographic Information Source - JPA
APCD2008-PTO-920370 | Active | 2009-07-31 | [34C] Emergency Standby Engine | Residences Inc | General Manager | 636 Third Ave Chula Vista, CA | 91910 | Q | ONE (1) EMERGENCY ENGINE GENERATOR: KOHLER GENERATOR, MODEL: 150ROZJ81 S/N: 299671, POWERED WITH JOHN DEERE ENGINE, MODEL:6076AF010, SN: RG6076A184669 250 BHP, EQUIPPED WITH TURBOCHARGING AND AFTERCOOLING. APPL# 920370, 10/22/92 EFH 920370 17CCR93115 SJE 03/07 | 0 | 0 | 0 | 0 | 0 | Unknown |  | 250 | 186.425 | 2021-08-16 | 743.00 | 2022-07-08 | 769.40 | 26.4 | 4921.62 | 0 | 32.6296 | -117.0755 | 1 | range_interpolation | 636 | 3rd Ave |  |  | Chula Vista | CA | San Diego County | 91910 | US | TIGER/LineÂ® dataset from the US Census Bureau
APCD2008-PTO-930309 | Active | 2009-07-31 | [34C] Emergency Standby Engine | Paradise Valley Hospital | Alan Weber | 2400 E 4th Street National City, CA | 91950 | Q | EMERGENCY GENERATOR-ENGINE SET: CATERPILLAR CO., MODEL 3412 DIT, SERIAL NO81Z15669, 750 HP, TURBOCHARGED DIESEL ENGINE DRIVING A STANDBY ELECTRICAL GENERATOR. (APP. NO. 930309, ADL 3/94). APP 930309984326-SJE-2/2007, REVISED-4/2008 | 1 | 0 | 0 | 0 | 1 | Diesel |  | 750 | 559.275 | 2021-10-28 | 857.00 | 2021-10-28 | 864.00 | 7 | 3914.925 | 3.5563 | 32.6854 | -117.0824 | 1 | rooftop | 2400 | E 4th St |  |  | National City | CA | San Diego County | 91950 | US | San Diego Geographic Information Source - JPA
APCD2008-PTO-930834 | Active | 2009-07-31 | [34H] California Certified Emergency Standby Engine | Sharp Chula Vista Medical Center | Jon Crucitt | 751 Medical Center Ct Chula Vista, CA | 91911 | R | Emergency Diesel Engine Generator: Cummins Model QSK50-G4 NR2, 2220 BHP, S/N 25432633, Engine Family FCEXL050.AAD, Tier 2 certified; driving a 1500-kW emergency electrical generator. | 1 | 0 | 0 | 0 | 1 | Diesel | 500 | 2220 | 500 | 2021-11-03 | 61.50 | 2021-11-03 | 75.70 | 14.2 | 7100 | 6.4496 | 32.6189 | -117.0235 | 1 | rooftop | 751 | Medical Center Ct |  |  | Chula Vista | CA | San Diego County | 91911 | US | Sandoval
APCD2008-PTO-930835 | Active | 2009-07-31 | [34H] California Certified Emergency Standby Engine | Sharp Chula Vista Medical Center | Jon Crucitt | 751 Medical Center Ct Chula Vista, CA | 91911 | R | Emergency Diesel Engine Generator: Cummins Model QSK50-G4 NR2, 2220 BHP, S/N 25432612 , Engine Family HCEXL050.AAD, Tier 2 certified; driving a 1500-kW emergency electrical generator. | 1 | 0 | 0 | 0 | 1 | Diesel | 500 | 2220 | 500 | 2021-11-03 | 63.50 | 2021-11-03 | 77.70 | 14.2 | 7100 | 6.4496 | 32.6189 | -117.0235 | 1 | rooftop | 751 | Medical Center Ct |  |  | Chula Vista | CA | San Diego County | 91911 | US | Sandoval
APCD2008-PTO-940962 | Active | 2009-07-31 | [34C] Emergency Standby Engine | 4S Ranch N 1 Wastewater Pump Station | Safety Risk | 16106 4S Ranch Parkway San Diego, CA | 92127 | F | EMERGENCY ENGINE-GENERATOR SET: CUMMINS DIESEL ENGINE, MODEL NTA 855 G2, WITH TURBOCHARGING AND AFTERCOOLING, S/N 11517618, 465 BHP, DRIVING A KOHLER GENERATOR, MODEL 300 ROZ 271, S/N 252867, 300 KW972284 (11/98) 977364 EAD 6/5/0317CCR93115SJE11/05 | 1 | 0 | 0 | 0 | 1 | Diesel | 3009 | 465 | 3009 | 2022-03-25 | 390.50 | 2022-03-25 | 391.50 | 1 | 3009 | 2.7334 | 33.0052 | -117.1169 | 0.86 | nearest_rooftop_match | 16150 | 4s Ranch Pkwy |  |  | San Diego | CA | San Diego County | 92127 | US | Sandoval
APCD2008-PTO-941075 | Active | 2009-07-31 | [34C] Emergency Standby Engine | Kaiser Foundation Health Plan | Regional Building Operations Engineering | 3840 Murphy Canyon Rd San Diego, CA | 92123 | J | EMERGENCY ENGINE GENERATOR SET: CATERPILLAR ENGINE, MODEL 3406, DIESEL, S/N 4PM00231, 449 BHP; DRIVING A CATERPILLAR SR4B GENERATOR, 300 KW, S/N 4LM00545. (941075-CCN-8/95)17 CCR 93115 SJE 01/07 | 1 | 0 | 0 | 0 | 1 | Diesel | 300 | 449 | 300 | 2022-01-01 | 152.00 | 2022-01-01 | 158.00 | 6 | 1800 | 1.6351 | 32.8123 | -117.1174 | 1 | rooftop | 3840 | Murphy Canyon Rd |  |  | San Diego | CA | San Diego County | 92123 | US | San Diego Geographic Information Source - JPA
APCD2008-PTO-950204 | Active | 2009-07-31 | [34C] Emergency Standby Engine | HCP TPSC Inc | Operations Director | 10355 Science Center Drive San Diego, CA | 92121 | G | EMERGENCY GENERATOR SET Mfr: Detroit Diesel MODEL: 8083-7405 Serial: 08VF169075 Output: 568 BHP WITH CLOSED-LOOP CRANK VENT SYSTEM, TURBO CHARGING, AFTER COOLING AND 4 DEG. TIMING RETARD, DRIVING A 350 KW STANDBY EMERGENCY GENERATOR. [EAD 11/96 950204 17CCR93115 SJE11/05 (ATCM DATA: S/N 08VF69075)] | 1 | 0 | 0 | 0 | 1 | Diesel | 350 | 568 | 350 | 2021-08-18 | 146.10 | 2021-08-18 | 148.30 | 2.2 | 770 | 0.69946 | 32.8928 | -117.2302 | 1 | rooftop | 10355 | Science Center Dr |  |  | San Diego | CA | San Diego County | 92121 | US | San Diego Geographic Information Source - JPA
APCD2008-PTO-950560 | Active | 2009-07-31 | [34W] Registered Engine (Rule 12) | Otay Water District | Facility Manager | 10391 Otay Lakes Rd Chula Vista, CA | 91914 | Q | EMERGENCY DIESEL ENGINE, CATERPILLAR MODEL 3406, S/N 6TB07692, 250 BHP, TURBOCHARGED, FOUR DEGREE TIMING RETARD AFS-28FEB96-APP950560; APP# 979984-EFH-04MAY06; APP# 986218-SH 03/08 | 1 | 0 | 0 | 0 | 1 | Diesel |  | 250 | 186.425 | 2022-04-05 | 1807.00 | 2022-04-05 | 1807.00 | 0 | 0 | 0 | 32.6375 | -116.9734 | 1 | rooftop | 10391 | Otay Lakes Rd |  |  | Chula Vista | CA | San Diego County | 91913 | US | San Diego Geographic Information Source - JPA
APCD2008-PTO-950590 | Active | 2009-07-31 | [34C] Emergency Standby Engine | Pacific Bell | Facility Manager | 9059 Mira Mesa Blvd San Diego, CA | 92126 | M | EMERGENCY ENGINE GENERATOR SET: DETROIT DIESEL ENGINE, MODEL 7243-7406, S/N 24VA001232, 1550 BHP; DRIVING A 1000 KW GENERATOR, MODEL 742RSL4046, S/N WA-500682-1195. (950590-CCN-6/96) 17 CCR 93115 SJE 12/05 | 1 | 0 | 0 | 0 | 1 | Diesel | 1000 | 1550 | 1000 | 2021-10-11 | 509.70 | 2021-10-11 | 532.00 | 22.3 | 22300 | 20.2572 | 32.9163 | -117.1295 | 1 | range_interpolation | 9059 | Mira Mesa Blvd |  |  | San Diego | CA | San Diego County | 92126 | US | TIGER/LineÂ® dataset from the US Census Bureau
APCD2008-PTO-960019 | Active | 2009-07-31 | [34W] Registered Engine (Rule 12) | Sharp Chula Vista Medical Center | Facility Manager | 751 Medical Center Ct Chula Vista, CA | 91911 | R | EMERGENCY GENERATOR: 112 BHP DIESEL ENGINE, ONAN, MODEL O649T, S/N 1711075 KW EAD 960019 2/17/0017CCR93115SJE01/06(985878 ALC 06/08) | 1 | 0 | 0 | 0 | 1 | Diesel | 75 | 112 | 75 | 2021-11-03 | 1031.00 | 2021-11-03 | 1042.20 | 11.2 | 840 | 0.76305 | 32.6189 | -117.0235 | 1 | rooftop | 751 | Medical Center Ct |  |  | Chula Vista | CA | San Diego County | 91911 | US | Sandoval
APCD2008-PTO-960341 | Active | 2009-07-31 | [34W] Registered Engine (Rule 12) | San Diego Silvercrest | Rigoberto Macias | 727 E St San Diego, CA | 92101 | N | EMERGENCY ENGINE GENERATOR, CUMMINS ENGINE MODEL NTA855-G2, 465HP, S/N 30356108, ONAN GENERATOR MODEL 300DFCB, 300 KW. APPL# 960341 EFH 10/98 17CCR93115 SJE 12/05 | 0 | 0 | 0 | 0 | 0 | Unknown | 300 | 465 | 300 | [5 empty] | 0 | 0 | 32.7145 | -117.1581 | 1 | range_interpolation | 727 | E St |  |  | San Diego | CA | San Diego County | 92101 | US | TIGER/LineÂ® dataset from the US Census Bureau
APCD2008-PTO-960373 | Active | 2009-07-31 | [34W] Registered Engine (Rule 12) | USN Hospital 2 PWC | Brian Lengel | Navy Hospital San Diego, CA | 92134 | N | EMERGENCY ENGINE-GENERATOR SET: CATERPILLAR DIESEL ENGINE, MODEL 3412 CAT, S/N 38S3587, 620 BHP.(960373-CCN-2/98) 17CCR93115 SJE01/06 | 1 | 0 | 0 | 0 | 1 | Diesel |  | 620 | 462.334 | [5 empty] | 0 | 0 | 32.7241 | -117.1709 | 1 | place |  |  |  |  | San Diego | CA | San Diego County | 92101 | US | TIGER/LineÂ® dataset from the US Census Bureau
APCD2008-PTO-960509 | Active | 2009-07-31 | [34W] Registered Engine (Rule 12) | Otay Water District | Facility Manager | 3102 Vista Diego Rd Jamul, CA | 91935 | R | EMERGENCY DIESEL ENGINE GENERATOR SET, CATERPILLAR MODEL 3412, 749 BHP, S/N: 81Z10687 EQUIPPED WITH TURBOCHARGING, AFTERCOOLING AND FOUR DEGREE RETARDATION. APPL# 960509 EFH 8/97 APPL# 982780 EAD 1/24/06; APP# 986216 SH 03/08 | 1 | 0 | 0 | 0 | 1 | Diesel |  | 749 | 558.5293 | 2022-03-30 | 620.00 | 2022-03-30 | 621.00 | 1 | 558.5293 | 0.50736 | 32.7221 | -116.8831 | 1 | rooftop | 3102 | Vista Diego Rd |  |  | Jamul | CA | San Diego County | 91935 | US | San Diego Geographic Information Source - JPA
APCD2008-PTO-960511 | Active | 2009-07-31 | [34W] Registered Engine (Rule 12) | Otay Water District | Facility Manager | 2406 Otay Lakes Rd Chula Vista, CA | 91914 | Q | EMERGENCY DIESEL ENGINE, CATERPILLAR 3412 DI, RATED AT 628 BHP, DRIVING AA PUMP, S/N: 38S12658, EQUIPPED WITH TURBOCHARGING, AFTERCOOLING AND FOUR DEGREE RETARDATION. APPL # 960511 EFH 08/97 APPL#974985; APP# 986217-SH 03/08 | 1 | 0 | 0 | 0 | 1 | Diesel |  | 628 | 468.2996 | 2022-04-05 | 1250.80 | 2022-04-05 | 1251.30 | 0.5 | 234.1498 | 0.2127 | 32.6502 | -116.9588 | 0.9 | range_interpolation | 2406 | Otay Lakes Rd |  |  | Chula Vista | CA | San Diego County | 91915 | US | TIGER/LineÂ® dataset from the US Census Bureau
APCD2008-PTO-961215 | Active | 2009-07-31 | [34W] Registered Engine (Rule 12) | City of San Diego Metro Wastewater Dept | Neil Tran | 1902 Gatchell Rd San Diego, CA | 92106 | I | EMERGENCY ENGINE GENERATOR CATERPILLAR DIESEL ENGINE MODEL 3512B 2200 HP S/N 6WN00136 TURBOCHARGED AND AFTERCOOLED YEAR OF MANUFACTURE 1997. (961215-GDS-1/98) (977109-AFS-6/03) 985522 EFH, NO APP CORRECTION 9/16/08. | 1 | 0 | 0 | 0 | 1 | Diesel |  | 2200 | 1640.54 | 2022-01-01 | 4326.00 | 2022-01-01 | 4327.00 | 1 | 1640.54 | 1.4903 | 32.6793 | -117.2467 | 1 | rooftop | 1902 | Gatchell Rd |  |  | San Diego | CA | San Diego County | 92106 | US | San Diego Geographic Information Source - JPA
APCD2008-PTO-961536 | Active | 2009-07-31 | [34W] Registered Engine (Rule 12) | Vallecitos Water District | Facility Manager | 201 Vallecitos De Oro San Marcos, CA | 92069 | B | ONAN MODEL 275 DFBE, 436 BHP, DIESEL FIRED, 275 KW, S/N 30356681, ENGINE MODEL HT-855-G6. 961536 AFS 19 MAY 1999 17CCR93115 SJE11/05 | 1 | 0 | 0 | 0 | 1 | Diesel | 275 | 436 | 275 | 2021-07-29 | 391.20 | 2021-07-29 | 393.20 | 2 | 550 | 0.49962 | 33.1415 | -117.1806 | 1 | range_interpolation | 201 | Vallecitos De Oro |  |  | San Marcos | CA | San Diego County | 92069 | US | TIGER/LineÂ® dataset from the US Census Bureau
APCD2008-PTO-961964 | Active | 2009-07-31 | [34W] Registered Engine (Rule 12) | San Diego City of Water Dept | Supervisor Manager | 11600 Shoalcreek Dr San Diego, CA | 92128 | F | STATIONARY EMERGENCY DIESEL ENGINE: CUMMINS KTA10-G4, S/N: 37171493, 778 HP, TURBOCHARGED, AFTERCOOLED, DRIVING AN EMERGENCY GENERATOR WITHIN 500 FEET OF A SCHOOL. (961964-CCN-3/98) 17 CCR 93 115 SJE 12/05, MAKE PORTABLE PER POCR7/08, MAKE STATIONARY- 986887/SJE. | 1 | 0 | 0 | 0 | 1 | Diesel |  | 778 | 580.1546 | 2021-07-28 | 429.10 | 2022-07-29 | 438.60 | 9.5 | 5511.4687 | 5.0066 | 32.9398 | -117.0808 | 0.6 | nearest_rooftop_match | 11598 | Tree Hollow Ln |  |  | San Diego | CA | San Diego County | 92128 | US | Sandoval
APCD2008-PTO-970673 | Active | 2009-07-31 | [34W] Registered Engine (Rule 12) | Paradise Valley Hospital | Alan Weber | 2400 E 4th Street National City, CA | 91950 | Q | EMERGENCY ENGINE GENERATOR, CAT DIESEL ENGINE, MODEL SR4B, S/N 24Z08209 DRIVING A 1015 KW GENERATOR. 970673 EFH 02/98984327-SJE-12/2006, REVISED-4/2008 | 1 | 0 | 0 | 0 | 1 | Diesel | 15 | Unknown | 15 | [5 empty] | 0 | 0 | 32.6854 | -117.0824 | 1 | rooftop | 2400 | E 4th St |  |  | National City | CA | San Diego County | 91950 | US | San Diego Geographic Information Source - JPA
APCD2008-PTO-971147 | Active | 2009-07-31 | [34W] Registered Engine (Rule 12) | SD Co of Gen Svcs PR0087 | Armando Tellez | 325 S Melrose Dr Vista, CA | 92081 | B | EMERGENCY ENGINE GENERATOR: 1115 HORSEPOWER CATERPILLAR MODEL D399 DIESEL ENGINE, SERIAL NUMBER 35B2539, TURBOCHARGED, AFTERCOOLED, DRIVING AN 800 KW GENERATOR. GDS 971147 11/98 17CCR93115 SJE 01/06984331-SJE-12/06 -HEALTHCARE ATCM AMENDMENT HRA 985811-SJE-11/07 RE-EVAULATE HEALTHCARE ATCM HRA | 1 | 0 | 0 | 0 | 1 | Diesel | 800 | 1115 | 800 | 2022-04-26 | 6.85 | 2022-04-26 | 9.50 | 2.65 | 2120 | 1.9258 | 33.1894 | -117.2558 | 1 | rooftop | 325 | S Melrose Dr S |  |  | Vista | CA | San Diego County | 92081 | US | San Diego Geographic Information Source - JPA
APCD2008-PTO-971301 | Active | 2009-07-31 | [34W] Registered Engine (Rule 12) | Scripps Memorial Green Hospital | Alan Beyea | 10666 North Torrey Pines Rd La Jolla, CA | 92037 | I | EMERGENCY ENGINE, DETROIT DIESEL, MODEL 91237300, DIESEL FIRED, 1000 BHP, S/N 12E0002902. 971301AFS16APR199817CCR93115SJE04/06 (984971-CCN-3/07) | 1 | 0 | 0 | 0 | 1 | Diesel |  | 1000 | 745.7 | 2022-03-09 | 1311.18 | 2022-03-09 | 1317.69 | 6.51 | 4854.507 | 4.4098 | 32.8965 | -117.2426 | 1 | rooftop | 10666 | N Torrey Pines Rd |  |  | LA Jolla | CA | San Diego County | 92037 | US | San Diego Geographic Information Source - JPA
APCD2008-PTO-971302 | Active | 2009-07-31 | [34W] Registered Engine (Rule 12) | Scripps Memorial Green Hospital | Alan Beyea | 10666 North Torrey Pines Rd La Jolla, CA | 92037 | I | EMERGENCY ENGINE, DETROIT DIESEL, MODEL 91237300, DIESEL FIRED, 1000 BHP, S/N 12E0003049. 971302AFS16APR199817CCR93115SJE03/06 (984972-CCN-3/07) | 1 | 0 | 0 | 0 | 1 | Diesel |  | 1000 | 745.7 | 2022-03-09 | 1272.68 | 2022-03-09 | 1280.29 | 7.61 | 5674.777 | 5.1549 | 32.8965 | -117.2426 | 1 | rooftop | 10666 | N Torrey Pines Rd |  |  | LA Jolla | CA | San Diego County | 92037 | US | San Diego Geographic Information Source - JPA
APCD2008-PTO-971538 | Active | 2009-07-31 | [34W] Registered Engine (Rule 12) | Pacific Bell | Facility Manager | 9341 Regents Rd San Diego, CA | 92121 | G | EMERGENCY ENGINE GENERATOR: 2535 HP CATERPILLAR MODEL 3512 DIESEL ENGINE TURBOCHARGED, AFTERCOOLED, S/N 4XF00703. GDS 7/98 971538 17CCR93115 SJE12/05 | 1 | 0 | 0 | 0 | 1 | Diesel |  | 2535 | 1890.3495 | 2021-09-13 | 444.00 | 2021-09-13 | 455.00 | 11 | 20793.8445 | 18.889 | 32.8756 | -117.2178 | 0.9 | rooftop | 9341 | Regents Rd |  |  | LA Jolla | CA | San Diego County | 92037 | US | San Diego Geographic Information Source - JPA
APCD2008-PTO-971635 | Active | 2009-07-31 | [34W] Registered Engine (Rule 12) | Level 3 Communications | Tom Fee | 8929 Aero Dr #D San Diego, CA | 92123 | J | EMERGENCY ENGINE: CATERPILLAR, MODEL 3512, DIESEL FIRED, 1250 KVA, S/N 24Z08398, DRIVING AN ELECTRIC GENERATOR. (07/10/98 ALC 971635)17CCR93115SJE11/05 | 1 | 0 | 0 | 0 | 1 | Diesel |  | Unknown | Unknown | 2021-06-25 | 329.00 | 2021-06-25 | 332.00 | 3 | #VALUE! | 0 | 32.8091 | -117.1359 | 1 | rooftop | 8929 | Aero Dr | Ste | D | San Diego | CA | San Diego County | 92123 | US | San Diego Geographic Information Source - JPA
APCD2008-PTO-971672 | Active | 2009-07-31 | [34H] California Certified Emergency Standby Engine | KSWB Inc | Dean Taylor | 7191 Engineer Rd San Diego, CA | 92111 | M | Emergency Diesel Engine: Caterpillar, Model C7.1, 315 BHP, S/N 45502117, Engine Family KPKXL07.0PW1, Tier 3 certified; driving a 200-kW emergency electrical generator. | 1 | 0 | 0 | 0 | 1 | Diesel | 200 | 315 | 200 | 2021-08-04 | 0.90 | 2021-08-17 | 30.50 | 29.6 | 5920 | 5.3777 | 32.8267 | -117.1615 | 1 | rooftop | 7191 | Engineer Rd |  |  | San Diego | CA | San Diego County | 92111 | US | San Diego Geographic Information Source - JPA
APCD2008-PTO-971865 | Active | 2009-07-31 | [34W] Registered Engine (Rule 12) | Pacific Bell | Facility Manager | 1075 Hornblend St San Diego, CA | 92109 | I | EMERGENCY ENGINE: DETROIT DIESEL MODEL (KS) 671 DIESEL FIRED 212 BHP S/N 6A0396976 DRIVING AN ELECTRIC GENERATOR 115 KW (09/98 ALC 971865) 17CCR93115 SJE 12/05 | 1 | 0 | 0 | 0 | 1 | Diesel | 115 | 212 | 115 | [5 empty] | 0 | 0 | 32.7966 | -117.2499 | 1 | rooftop | 1075 | Hornblend St |  |  | San Diego | CA | San Diego County | 92109 | US | San Diego Geographic Information Source - JPA
APCD2008-PTO-971872 | Active | 2009-07-31 | [34W] Registered Engine (Rule 12) | Vibra Hospital of San Diego | Owner Manager | 555 Washington St San Diego, CA | 92103 | M | EMERGENCY ENGINE: CATERPILLAR, MODEL 3508TA, DIESEL FIRED, 1456 BHP, S/N 1ZF00563, DRIVING AN ELECTRIC GENERATOR (10/98 ALC 971872) 17CCR93115 SJE8/06 | 1 | 0 | 0 | 0 | 1 | Diesel |  | 1456 | 1085.7392 | 2021-12-31 | 966.00 | 2022-07-27 | 989.00 | 23 | 24972.0016 | 22.6844 | 32.7494 | -117.1599 | 1 | rooftop | 555 | Washington St |  |  | San Diego | CA | San Diego County | 92103 | US | San Diego Geographic Information Source - JPA
APCD2008-PTO-972059 | Active | 2009-07-31 | [34W] Registered Engine (Rule 12) | Encina Wastewater Authority Buena Vista Pump Sta. | Owner Manager | 2140 Jefferson St Carlsbad, CA | 92008 | C | EMERGENCY ENGINE: CATERPILLAR, MODEL 3508-DITA, DIESEL FIRED, 1106 BHP, S/N 23Z05795, TURBOCHARGED AND AFTERCOOLED, DRIVING A 750-KW ELECTRIC GENERATOR. (ALC 10/98 972059)17CCR93115 SJE11/05 | 1 | 0 | 0 | 0 | 1 | Diesel | 750 | 1106 | 750 | 2022-03-10 | 2802.00 | 2022-03-10 | 2806.00 | 4 | 3000 | 2.7252 | 33.1785 | -117.3404 | 1 | range_interpolation | 2140 | Jefferson St |  |  | Carlsbad | CA | San Diego County | 92008 | US | TIGER/LineÂ® dataset from the US Census Bureau
APCD2008-PTO-972060 | Active | 2009-07-31 | [34W] Registered Engine (Rule 12) | Encina Wastewater Authority Buena Vista Pump Sta. | Facility Manager | 2140 Jefferson St Carlsbad, CA | 92008 | C | EMERGENCY ENGINE: CATERPILLAR, MODEL 3508-DITA, DIESEL FIRED, 1106 BHP, S/N 23Z05802, TURBOCHARGED AND AFTERCOOLED, DRIVING A 750-KW ELECTRIC GENERATOR. (ALC 10/98 972060)17CCR93115 SJE11/05 | 1 | 0 | 0 | 0 | 1 | Diesel | 750 | 1106 | 750 | 2022-03-09 | 365.00 | 2022-03-09 | 369.00 | 4 | 3000 | 2.7252 | 33.1785 | -117.3404 | 1 | range_interpolation | 2140 | Jefferson St |  |  | Carlsbad | CA | San Diego County | 92008 | US | TIGER/LineÂ® dataset from the US Census Bureau
APCD2008-PTO-972355 | Active | 2009-07-31 | [34W] Registered Engine (Rule 12) | UCSD | General Manager | 9500 Gilman Dr Dept 0089 San Diego, CA | 92093 | I | EMERGENCY ENGINE: CATERPILLAR, MODEL 3412 DIT DRY, DIESEL FIRED, 749 BHP, S/N 81Z18353, DRIVING AN ELECTRIC GENERATOR, LOCATED IN BIRCH AQUARIUM. (ALC 972355 11/98)17CCR93115 SJE 12/05986080 12845 34W | 1 | 0 | 0 | 0 | 1 | Diesel |  | 749 | 558.5293 | 2021-06-23 | 90.00 | 2022-07-25 | 102.00 | 12 | 6702.3516 | 6.0884 | 32.8758 | -117.2396 | 0.9 | rooftop | 9500 | Gilman Dr | Dept | 89 | LA Jolla | CA | San Diego County | 92093 | US | San Diego Geographic Information Source - JPA
APCD2008-PTO-972637 | Active | 2009-07-31 | [34W] Registered Engine (Rule 12) | 2 Columbia Investment, LLC | Zac Paukner | 1230 COLUMBIA ST SAN DIEGO, CA | 92101 | N | EMERGENCY STANDBY ENGINE: JOHN DEERE MODEL 607FO10, 215 HP, DIESEL FIRED, S/N: RG6076A121928. (982981 4/05) APPL# 972637 EFH 1/9917CCR93115SJE12/05 | 1 | 0 | 0 | 0 | 1 | Diesel |  | 215 | 160.3255 | 2021-06-30 | 342.20 | 2021-06-30 | 343.60 | 1.4 | 224.4557 | 0.20389 | 32.7182 | -117.1677 | 1 | rooftop | 1230 | Columbia St |  |  | San Diego | CA | San Diego County | 92101 | US | San Diego Geographic Information Source - JPA
APCD2008-PTO-972638 | Active | 2009-07-31 | [34W] Registered Engine (Rule 12) | 2 Columbia Investment, LLC | Zac Paukner | 1230 COLUMBIA ST SAN DIEGO, CA | 92101 | N | EMERGENCY STANDBY ENGINE: GM MODEL 4084.7112, 145 BHP,S/N: 8G-231717, DIESEL FIRED; ENGINE DRIVES A SPRINKLER SYSTEM. APPL# 972638 EFH 01/99 (982981 4/05) 17CCR93115 SJE12/05 | 1 | 0 | 0 | 0 | 1 | Diesel |  | 145 | 108.1265 | 2021-06-29 | 13.90 | 2021-06-29 | 19.00 | 5.1 | 551.4452 | 0.50093 | 32.7182 | -117.1677 | 1 | rooftop | 1230 | Columbia St |  |  | San Diego | CA | San Diego County | 92101 | US | San Diego Geographic Information Source - JPA
APCD2008-PTO-972734 | Active | 2009-07-31 | [34W] Registered Engine (Rule 12) | ARE-SD Region 40 | Facilty Manager | 10290 Campus Point Drive San Diego, CA | 92121 | G | EMERGENCY STANDBY ENGINE: MFR: DETROIT DIESEL MODEL: 80637416 S/N: 06VF219236 OUTPUT: 490HP FOR A 300KW GENERATOR: MFR: SPECTRUM DETROIT DIESEL, MODEL 300DS, S/N 393949. APPL# 972734 EFH 1/99 17CCR93115 SJE11/05 | 1 | 0 | 0 | 0 | 1 | Diesel | 300 | 490 | 300 | 2021-07-28 | 140.70 | 2021-07-28 | 142.90 | 2.2 | 660 | 0.59954 | 32.8921 | -117.2248 | 1 | rooftop | 10290 | Campus Point Dr |  |  | San Diego | CA | San Diego County | 92121 | US | San Diego Geographic Information Source - JPA
APCD2008-PTO-972735 | Active | 2009-07-31 | [34W] Registered Engine (Rule 12) | Qualcomm Incorporated, | David Hwang | 4243 Campus Point Ct (Building BB [SAN BB] San Diego, CA | 92121 | G | EMERGENCY ENGINE, SPECTRUM, MODEL 600DS60, S/N 341671, DIESEL FIRED, 947 BHP, DRIVES EMERGENCY ELECTRICAL GENERATOR. 972735AFS21JAN1999 17CCR93115 SJE11/05 | 1 | 0 | 0 | 0 | 1 | Diesel |  | 947 | 706.1779 | 2021-12-31 | 212.70 | 2022-05-05 | 234.60 | 21.9 | 15465.296 | 14.0486 | 32.8879 | -117.2256 | 1 | rooftop | 4243 | Campus Point Ct | Bldg | BB | San Diego | CA | San Diego County | 92121 | US | Sandoval
APCD2008-PTO-972893 | Active | 2009-07-31 | [34H] California Certified Emergency Standby Engine | General Services Administration | Pete Watson | 880 Front Street San Diego, CA | 92101 | N | EMERGENCY STANDBY ENGINE: CATERPILLAR DIESEL ENGINE, MODEL 3412, S/N 4SJ01526BAX00193, 688 BHP, EPA TIER 1 CERTIFIED OF ENGINE FAMILY NUMBER YCPXL27.0MRJ, EQUIPPED WITH TURBOCHARGER, AFTERCOOLER, DRIVING A 600 KW GENERATOR. (972893-AFS-2/99)(977102-CCN-1/02)17CCR93115 SJE 10/06 | 1 | 0 | 0 | 0 | 1 | Diesel | 600 | 688 | 600 | [5 empty] | 0 | 0 | 32.7143 | -117.165 | 1 | rooftop | 880 | Front St |  |  | San Diego | CA | San Diego County | 92101 | US | San Diego Geographic Information Source - JPA
APCD2008-PTO-973316 | Active | 2009-07-31 | [34W] Registered Engine (Rule 12) | HCPI/Sorrento LLC | General Manager | 7475 Lusk Bl San Diego, CA | 92121 | G | EMERGENCY GENERATOR / ENGINE SET: 830 BHP MFR: DETROIT DIESEL WITH TURBOCHARGER, AFTERCOOLER, AND 4 DEGREE TIMING RETARD, MODEL 81237405 81237405 Serial: 12VF013579 DRIVING A 500 KW EMERGENCY GENERATOR | 1 | 0 | 0 | 0 | 1 | Diesel | 500 | 830 | 500 | 2021-10-22 | 334.90 | 2021-10-22 | 341.10 | 6.2 | 3100 | 2.816 | 32.8988 | -117.2175 | 1 | range_interpolation | 7475 | Lusk Blvd |  |  | San Diego | CA | San Diego County | 92121 | US | TIGER/LineÂ® dataset from the US Census Bureau
APCD2008-PTO-973506 | Active | 2009-07-31 | [34W] Registered Engine (Rule 12) | San Diego City Of Metropolitan Wastewater Dept | Facility Manager | SPS 23T-2530 Cactus Road San Diego, CA | 92154 | S | DETROIT DIESEL ENGINE MODEL 12V-92TA, 947 BHP, S/N 12VF013585.973506AFS 14 JUN 1999 17CCR93115SJE11/05(985528-CCN-12/07) | 1 | 0 | 0 | 0 | 1 | Diesel |  | 947 | 706.1779 | 2021-07-29 | 261.60 | 2022-08-03 | 283.70 | 22.1 | 15606.5316 | 14.1769 | 32.5534 | -116.9887 | 1 | range_interpolation | 2530 | Cactus Rd |  |  | San Diego | CA | San Diego County | 92154 | US | TIGER/LineÂ® dataset from the US Census Bureau
APCD2008-PTO-973508 | Active | 2009-07-31 | [34W] Registered Engine (Rule 12) | SD City Dept Of Wastewater |  | 728 Pacific Beach Dr San Diego, CA | 92109 | I | CUMMINS NATURAL GAS ENGINE MODEL GTA 1150, 430 BHP, S/N 25161250. 973508 AFS14JUN1999 EQ DESCR CHG 31AUG05 DAS | 0 | 0 | 1 | 0 | 1 | Natural Gas |  | 430 | 320.651 | [5 empty] | 0 | 0 | 32.7909 | -117.2544 | 1 | range_interpolation | 728 | Pacific Beach Dr |  |  | San Diego | CA | San Diego County | 92109 | US | TIGER/LineÂ® dataset from the US Census Bureau
APCD2008-PTO-973817 | Active | 2009-07-31 | [34W] Registered Engine (Rule 12) | Pacific Bell | Facility Manager | 3704 Tennyson St San Diego, CA | 92107 | I | EMERGENCY ENGINE GENERATOR: 890 HORSEPOWER CATERPILLAR DIESEL ENGINE MODEL 3212, SERIAL NUMBER 81Z18186. GDS 973817 9/99 17CCR93115SJE12/05 | 1 | 0 | 0 | 0 | 1 | Diesel |  | 890 | 663.673 | [5 empty] | 0 | 0 | 32.7386 | -117.2298 | 1 | rooftop | 3704 | Tennyson St |  |  | San Diego | CA | San Diego County | 92107 | US | San Diego Geographic Information Source - JPA
APCD2008-PTO-974948 | Active | 2009-07-31 | [34W] Registered Engine (Rule 12) | San Diego Habitat for Humanity | Adrienne Greene | 8128 Mercury Ct San Diego, CA | 92111 | M | EMERGENCY ENGINE GENERATOR, 277 CUMMINS DIESEL ENGINE, MODEL 6CTA8.3-G2, S/N: 45918158. APPL# 974948 EFH 06/00 17CCR93115 SJE 8/06 | 1 | 0 | 0 | 0 | 1 | Diesel |  | 277 | 206.5589 | 2021-11-17 | 267.20 | 2021-11-17 | 267.20 | 0 | 0 | 0 | 32.8353 | -117.1485 | 1 | rooftop | 8128 | Mercury Ct |  |  | San Diego | CA | San Diego County | 92111 | US | Sandoval
APCD2008-PTO-975183 | Active | 2009-07-31 | [34W] Registered Engine (Rule 12) | Cymer LLC |  | EHS Dept,17075 Thornmint Court San Diego, | 92127 | F | EMERGENCY GENERATOR: 330 HP JOHN DEERE MODEL 6081AF001, S/N RG6081A109185 DIESEL FIRED, DRIVES A KOHLER GENERATOR MODEL 200ROZJ, S/N 673872975183 EAD 9/1/0 117CCR93115 SJE 11/05 | 1 | 0 | 0 | 0 | 1 | Diesel |  | 330 | 246.081 | 2021-10-27 | 206.10 | 2021-10-27 | 212.60 | 6.5 | 1599.5265 | 1.453 | 33.0182 | -117.0986 | 1 | rooftop | 17075 | Thornmint Ct |  |  | San Diego | CA | San Diego County | 92127 | US | Sandoval
APCD2008-PTO-975364 | Active | 2009-07-31 | [34W] Registered Engine (Rule 12) |  | Elizabeth Nolan | 7625 Mesa College Dr San Diego, CA | 92111 | M | GENERAC DIESEL ENGINE MODEL 98A02539 400 HP S/N 041598. | 1 | 0 | 0 | 0 | 1 | Diesel |  | 400 | 298.28 | 2021-08-20 | 356.80 | 2021-08-20 | 358.80 | 2 | 596.56 | 0.54191 | 32.8005 | -117.1574 | 1 | rooftop | 7625 | Mesa College Dr |  |  | San Diego | CA | San Diego County | 92111 | US | San Diego Geographic Information Source - JPA
APCD2008-PTO-976105 | Active | 2009-07-31 | [34W] Registered Engine (Rule 12) | BMR-4570 Executive Drive LP | Srinivas Hatahodi | 4570 Executive Drive San Diego, CA | 92121 | G | EMERGENCY ENGINE: SPECTRUM DETROIT DIESEL, MODEL 100DSJ, DIESEL FIRED, 165 BHP, S/N 0666825, DRIVING AN ELECTRIC GENERATOR. (976105 ALC 04/01) 17CCR93115 SJE12/05 (ATCM: JOHN DEERE 6059T, CD6059T407465, 134 HP) | 1 | 0 | 0 | 0 | 1 | Diesel |  | 165 | 123.0405 | 2021-06-29 | 208.40 | 2022-07-22 | 223.60 | 15.2 | 1870.2156 | 1.6989 | 32.8776 | -117.2093 | 1 | rooftop | 4570 | Executive Dr |  |  | San Diego | CA | San Diego County | 92121 | US | San Diego Geographic Information Source - JPA
APCD2008-PTO-976152 | Active | 2009-07-31 | [34C] Emergency Standby Engine | ZCOLO, LLC | Jhai Cazessus | 12270 WORLD TRADE DR #100 SAN DIEGO, CA | 92128 | F | EMERGENCY STANDBY ENGINE:2847.5 BHP CATERPILLAR MODEL 3516 DIESEL ENGINE WITH TURBOCHARGING AND AFTERCOOLING, DRIVING A 2500 KVA / 2000 KW SR4 HV GENERATOR. S/N 6HN01371 (UNIT NO. 1; WEST UNIT)976152 EAD 2/13/06 | 1 | 0 | 0 | 0 | 1 | Diesel | 2000 | 2847.5 | 2000 | 2022-04-13 | 494.00 | 2022-04-13 | 498.00 | 4 | 8000 | 7.2671 | 32.9887 | -117.0734 | 1 | rooftop | 12270 | World Trade Dr | # | 100 | San Diego | CA | San Diego County | 92128 | US | San Diego Geographic Information Source - JPA
APCD2008-PTO-976153 | Active | 2009-07-31 | [34C] Emergency Standby Engine | ZCOLO, LLC | Jhai Cazessus | 12270 WORLD TRADE DR #100 SAN DIEGO, CA | 92128 | F | EMERGENCY STANDBY ENGINE: 2847.5 BHP CATERPILLAR MODEL 3516 DIESEL FIRED ENGINE WITH TURBOCHARGING AND AFTERCOOLING, DRIVING A 2500 KVA/ 2000 KW MODEL SR4 HV GENERATOR. S/N 6HN01378 (UNIT NO. 2; EAST UNIT)976153 EAD 2/13/06 | 1 | 0 | 0 | 0 | 1 | Diesel | 2000 | 2847.5 | 2000 | 2022-04-13 | 405.00 | 2022-04-13 | 408.00 | 3 | 6000 | 5.4504 | 32.9887 | -117.0734 | 1 | rooftop | 12270 | World Trade Dr | # | 100 | San Diego | CA | San Diego County | 92128 | US | San Diego Geographic Information Source - JPA
APCD2008-PTO-976289 | Active | 2009-07-31 | [34W] Registered Engine (Rule 12) | Bristol SD The | Owner Manager | 1055 1st Avenue San Diego, CA | 92101 | N | EMERGENCY STANDBY ENGINE, CUMMINS MODEL 6BT5.9-G6, S/N 45932118, 166 HP, DIESEL FIRED. 976289AFS03MAY2001 17CCR93115 SJE06/06 | 1 | 0 | 0 | 0 | 1 | Diesel |  | 166 | 123.7862 | 2021-10-15 | 233.10 | 2022-06-06 | 246.70 | 13.6 | 1683.4923 | 1.5293 | 32.7165 | -117.1636 | 1 | rooftop | 1055 | 1st Ave |  |  | San Diego | CA | San Diego County | 92101 | US | San Diego Geographic Information Source - JPA
APCD2008-PTO-976400 | Active | 2009-07-31 | [34W] Registered Engine (Rule 12) | Level 3 Communications | Tom Fee | 8929 Aero Dr #D San Diego, CA | 92123 | J | INTERNAL COMBUSTION ENGINE (EXISTING). MAKE: CATERPILLAR. MODEL: 3516B. SERIAL NO.: 6HN01161. HP RATING: 2755. DIESEL FUELED ENGINE. DRIVES A GENERATOR RATED AT 2000 KW.17CCR93115 SJE11/05 | 1 | 0 | 0 | 0 | 1 | Diesel | 2000 | 2755 | 2000 | 2021-06-25 | 206.00 | 2021-06-25 | 213.00 | 7 | 14000 | 12.7175 | 32.8091 | -117.1359 | 1 | rooftop | 8929 | Aero Dr | Ste | D | San Diego | CA | San Diego County | 92123 | US | San Diego Geographic Information Source - JPA
APCD2008-PTO-976799 | Active | 2009-07-31 | [34H] California Certified Emergency Standby Engine | City of Vista | Fleet Supervisor | 1165 E Taylor St Vista, CA | 92084 | B | Emergency standby engine: John Deere diesel engine, Model 4045HF285 (S/N PE4045L229958) rated at 158 BHP, Model Year 2012, EPA Tier 3 certified of Engine Family Number CJDXL04.5119, driving a 100 KW generator. Equipped with turbocharger and aftercooler.APPL# 976799 EFH 02/0217CCR93115SJE10/05 | 1 | 0 | 0 | 0 | 1 | Diesel | 100 | 158 | 100 | 2021-07-02 | 102.00 | 2021-07-02 | 109.00 | 7 | 700 | 0.63588 | 33.2269 | -117.2245 | 1 | range_interpolation | 1165 | E Taylor St |  |  | Vista | CA | San Diego County | 92084 | US | TIGER/LineÂ® dataset from the US Census Bureau
APCD2008-PTO-976835 | Active | 2009-07-31 | [34H] California Certified Emergency Standby Engine | Scripps Health | Debbie McCarty | 10790 Rancho Bernardo San Diego, CA | 92127 | F | EMERGENCY STANDBY ENGINE: CATERPILLAR MODEL 3508B 1502 HP TURBOCHARGED AFTER COOLED S/N 1FZ00797 CARB EXECUTIVE ORDER U-R-1-134 EPA ENGINE FAMILY 1CPXL34.5.ERK MODEL YEAR 2001 LEAN BURN DIESEL FIRED. 976835 AFS0 3SEP2002 17CCR93115 SJE 03/06 | 1 | 0 | 0 | 0 | 1 | Diesel |  | 1502 | 1120.0414 | 2021-10-13 | 184.00 | 2021-10-13 | 192.00 | 8 | 8960.3312 | 8.1395 | 33.0225 | -117.1024 | 1 | rooftop | 10790 | Rancho Bernardo Rd |  |  | San Diego | CA | San Diego County | 92127 | US | San Diego Geographic Information Source - JPA
APCD2008-PTO-976852 | Active | 2009-07-31 | [34H] California Certified Emergency Standby Engine | Pfizer La Jolla Laboratories | Owner Manager | 10777 Science Center Drive San Diego, CA | 92121 | G | EMERGENCY STANDBY ENGINE: DETROIT DIESEL ENGINE MODEL R163-7K36 S/N 5362001744 1495 BHP EPA TIER 1 CERTIFIED OF ENGINE FAMILY NUMBER 1DDXL31.8XRE EQUIPPED WITH TURBOCHARGER DRIVING A 1000 KW GENERATOR. (976852-CCN-11/01) (10770 SCIENCE CENTER DR.) | 1 | 0 | 0 | 0 | 1 | Diesel | 1000 | 495 | 1000 | 2021-05-20 | 353.30 | 2022-07-06 | 367.90 | 14.6 | 14600 | 13.2625 | 32.8985 | -117.2281 | 1 | rooftop | 10777 | Science Center Dr |  |  | San Diego | CA | San Diego County | 92121 | US | San Diego Geographic Information Source - JPA
APCD2008-PTO-977363 | Active | 2009-07-31 | [34H] California Certified Emergency Standby Engine | Olivenhain Municipal Water District | Engineering Manager | 16595 Dove Canyon San Diego, CA | 92127 | F | Emergency Diesel Engine: Cummins QST30-G5-NR1, S/N 37198861, 1490 bhp, CARB/EPA certified, tier 1, family 1CEXL030.ABA, Turbocharged and after cooled, equipped with CARB verified diesel particulate filter (DPF), Sud-Chemie/Clariant model EnviCat-DPF. Drives a 1000 kW generator for emergency use. 977363/EAD, 17CCR93115 /SJE 12/05,984136/SJE | 1 | 0 | 0 | 0 | 1 | Diesel | 1000 | 1490 | 1000 | 2022-03-25 | 284.20 | 2022-03-25 | 285.60 | 1.4 | 1400 | 1.2718 | 33.0136 | -117.111 | 1 | rooftop | 16595 | Dove Canyon Rd |  |  | San Diego | CA | San Diego County | 92127 | US | San Diego Geographic Information Source - JPA
APCD2008-PTO-977639 | Active | 2009-07-31 | [34H] California Certified Emergency Standby Engine | City of Oceanside, Water Utilities Department | Ron Lutge | 215 Fireside Street Oceanside, CA | 92058 | A | Emergency Diesel Engine: Detroit Diesel, Model 12V4000, 2200 BHP, diesel fired, turbocharged, aftercooled, S/N 5262000951, Engine Family No. 1DDXL65.0XTE; driving a 1500-kW generator. | 1 | 0 | 0 | 0 | 1 | Diesel | 500 | 2200 | 500 | 2021-12-31 | 299.10 | 2022-08-10 | 312.10 | 13 | 6500 | 5.9046 | 33.2269 | -117.3384 | 1 | range_interpolation | 215 | Fireside St |  |  | Oceanside | CA | San Diego County | 92058 | US | TIGER/LineÂ® dataset from the US Census Bureau
APCD2008-PTO-978159 | Active | 2009-07-31 | [34C] Emergency Standby Engine | Emergent Travel Health | Joe Noon | 3985 Sorrento Valley Bl San Diego, CA | 92121 | G | INTERNAL COMBUSTION ENGINE. MAKE: GENERAL MOTORS. MODEL: VORTEC 8.1L V-8. SERIAL NO: 8.1L-06050. BHP RATING: 150 HP. NATURAL GAS FUELED. DRIVES AN ELECTRICAL EMERGENCY GENERATOR RATED AT 80 KW. JFTFEB1203NEW | 0 | 0 | 1 | 0 | 1 | Natural Gas | 80 | 50 | 80 | 2021-12-31 | 386.20 | 2022-04-29 | 437.40 | 51.2 | 4096 | 2.9747 | 32.9023 | -117.2192 | 1 | rooftop | 3985 | Sorrento Valley Blvd |  |  | San Diego | CA | San Diego County | 92121 | US | San Diego Geographic Information Source - JPA
APCD2008-PTO-978177 | Active | 2009-07-31 | [34H] California Certified Emergency Standby Engine | City of Oceanside La Salina WWTP | Lori Rigby | 1330 S Tait Street Oceanside, CA | 92054 | C | Emergency Diesel Engine: Detroit Diesel, Model 8V2000/G81/R083-7D36, 765 BHP, turbocharged, aftercooled, S/N 5312001750, Engine Family No. 2DDXL31.8XRE; driving a 500-kW generator. | 1 | 0 | 0 | 0 | 1 | Diesel | 500 | 765 | 500 | [5 empty] | 0 | 0 | 33.1803 | -117.3709 | 1 | range_interpolation | 1330 | S Tait St |  |  | Oceanside | CA | San Diego County | 92054 | US | TIGER/LineÂ® dataset from the US Census Bureau
APCD2008-PTO-978254 | Active | 2009-07-31 | [34W] Registered Engine (Rule 12) | Steris Isomedix Services Inc | Hayden Schoen | 7685 Saint Andrews San Diego, CA | 92154 | S | EMERGENCY ENGINE: ENERGY DYNAMICS, MODEL LSG8751-6007z, 134 BHP, NATURAL GAS FIRED, S/N 13380 T-08-RM, DRIVING AN ELECTRIC GENERATOR. (978254 ALC 07/02)17CCR93115SJE12/05 -RETURNED BEC10929 5/08 | 0 | 0 | 1 | 0 | 1 | Natural Gas |  | 134 | 99.9238 | 2022-05-04 | 284.10 | 2022-05-04 | 290.20 | 6.1 | 609.5352 | 0.44268 | 32.5653 | -116.976 | 1 | rooftop | 7685 | St Andrews Ave |  |  | San Diego | CA | San Diego County | 92154 | US | San Diego Geographic Information Source - JPA
APCD2008-PTO-978278 | Active | 2009-07-31 | [34C] Emergency Standby Engine | SD City of Metro Wastewater Dept | General Manager | 5074 Mercury St San Diego, CA | 92111 | M | EMERGENCY STANDBY ENGINE: 207 BHP CUMMINS MODEL 6CT8.3G-2 DIESEL FIRED EPA CERTIFIED ENGINE WITH AFTERCOOLING AND TURBOCHARGING (SERIAL # 46182332), DRIVING A 125 KW GENERATOR. EPA CERTIFICATE NO. CEX-NR6-01-08 978278 EAD 1/30/06 | 1 | 0 | 0 | 0 | 1 | Diesel | 125 | 207 | 125 | 2021-12-31 | 272.40 | 2022-03-03 | 308.00 | 35.6 | 4450 | 4.0423 | 32.8344 | -117.149 | 1 | range_interpolation | 5074 | Mercury St |  |  | San Diego | CA | San Diego County | 92111 | US | TIGER/LineÂ® dataset from the US Census Bureau
APCD2008-PTO-978310 | Active | 2009-07-31 | [34H] California Certified Emergency Standby Engine | SD CITY DEPT OF WATER | GEN SUPV DEL HERNANDEZ | 1061 CATALINA BLVD SAN DIEGO, CA | 92106 | I | EMERGENCY STANDBY ENGINE: CATERPILLAR DIESEL ENGINE, MODEL 3412 DITA, S/N: BPG00396, RATED AT 896 BHP, EPA CERTIFIED OF ENGINE FAMILY NUMBER 2CPXL27.OMRH, TURBOCHARGED, AFTERCOOLED, DRIVING A 500 KW GENERATOR. (978310-AFS-2/04) 17 CCR 93 115 SJE 01/06 | 1 | 0 | 0 | 0 | 1 | Diesel | 500 | 896 | 500 | 2021-06-02 | 153.00 | 2021-06-02 | 156.00 | 3 | 1500 | 1.3626 | 32.7256 | -117.2444 | 1 | rooftop | 1061 | Catalina Blvd |  |  | San Diego | CA | San Diego County | 92107 | US | San Diego Geographic Information Source - JPA
APCD2008-PTO-978357 | Active | 2009-07-31 | [34C] Emergency Standby Engine | Lowes HIW Inc #1616 | General Manager | 151 Vista Village Drive Vista, CA | 92083 | C | INTERNAL COMBUSTION ENGINE. MAKE: DETROIT DIESEL. MODEL: 6063TK35. SERIAL NO: 851929. DIESEL FUELED. BHO RATING: 550 HP. EQUIPPED WITH TURBOCHARGER AND INTERCOOLER. DRIVES AN EMERGENCY GENERATOR RATED AT 365 KW. 17 CCR 93 115 SJE 11/05 (ATCM: S/N 06R0704962) | 1 | 0 | 0 | 0 | 1 | Diesel | 365 | 550 | 365 | 2021-07-21 |  | 2022-08-11 | 346.40 |  | 0 | 0 | 33.1952 | -117.2471 | 1 | rooftop | 151 | Vista Village Dr |  |  | Vista | CA | San Diego County | 92083 | US | San Diego Geographic Information Source - JPA
APCD2008-PTO-978670 | Active | 2009-07-31 | [34C] Emergency Standby Engine | Verizon Wireless | General Manager | 13702 Camino Canada El Cajon, CA | 92021 | L | EMERGENCY STANDBY ENGINE: JOHN DEERE DIESEL ENGINE, MODEL 3029TF150, S/N PE3029T197230, RATED AT 64 BHP, EPA CERTIFIED OF ENGINE FAMILY NUMBER 2JDXL02.9018, TURBOCHARGED, DRIVING A 40 KW GENERATOR.(978670-CCN-6/03)17CCR93115SJE12/05 | 1 | 0 | 0 | 0 | 1 | Diesel | 40 | 64 | 40 | 2021-10-19 | 236.10 | 2021-10-19 | 239.80 | 3.7 | 148 | 0.13444 | 32.8274 | -116.9009 | 0.82 | nearest_rooftop_match | 13622 | Camino Canada |  |  | El Cajon | CA | San Diego County | 92021 | US | San Diego Geographic Information Source - JPA
APCD2008-PTO-978671 | Active | 2009-07-31 | [34C] Emergency Standby Engine | Verizon Wireless | General Manager | 6545 Alcala Knolls Dr San Diego, CA | 92111 | M | EMERGENCY STANDBY ENGINE: JOHN DEERE DIESEL ENGINE, MODEL 3029TF150, S/N PE3029T217144, RATED AT 64 BHP, EPA CERTIFIED OF ENGINE FAMILY NUMBER 2JDXL02.9018, TURBOCHARGED, DRIVING A 40 KW GENERATOR.(978671-CCN-6/03)17CCR93115SJE12/05 | 1 | 0 | 0 | 0 | 1 | Diesel | 40 | 64 | 40 | 2022-04-07 | 0.00 | 2022-04-07 | 0.00 | 0 | 0 | 0 | 32.7732 | -117.1769 | 1 | rooftop | 6545 | Alcala Knolls Dr |  |  | San Diego | CA | San Diego County | 92111 | US | San Diego Geographic Information Source - JPA
APCD2008-PTO-978672 | Active | 2009-07-31 | [34H] California Certified Emergency Standby Engine | Verizon Wireless - BONSALL | General Manager | 4163 Holly Ln Bonsall, CA | 92003 | A | EMERGENCY STANDBY DIESEL ENGINE: MFR: JOHN DEERE, MODEL: 4045DF150, S/N PE4045D192195, RATED AT 71 BHP, EPA CERTIFIED OF ENGINE FAMILY NUMBER 2JDXL06.8016, DRIVING A 40 KW GENERATOR. (978672-CCN-6/03) 17CCR93115 SJE12/05 | 1 | 0 | 0 | 0 | 1 | Diesel | 40 | 71 | 40 | [5 empty] | 0 | 0 | 33.2603 | -117.241 | 1 | rooftop | 4163 | Holly Ln |  |  | Bonsall | CA | San Diego County | 92003 | US | Sandoval
APCD2008-PTO-978674 | Active | 2009-07-31 | [34C] Emergency Standby Engine | Verizon Wireless | General Manager | 16905 Rio Maria Rd Lakeside, CA | 92040 | H | EMERGENCY STANDBY ENGINE: JOHN DEERE DIESEL ENGINE. MODEL 4045DF150, S/N PE4045D192520, RATED AT 71 BHP, EPA CERTIFIED OF ENGINE FAMILY NUMBER 2JDXL06.8014, DRIVING A 40 KW GENERATOR.(978674-CCN-6/03)17CCR93115SJE12/05 | 1 | 0 | 0 | 0 | 1 | Diesel | 40 | 71 | 40 | [5 empty] | 0 | 0 | 32.9556 | -116.9663 | 1 | range_interpolation | 16905 | Rio Maria Rd |  |  | Lakeside | CA | San Diego County | 92040 | US | TIGER/LineÂ® dataset from the US Census Bureau
APCD2008-PTO-978860 | Active | 2009-07-31 | [34H] California Certified Emergency Standby Engine | City of Oceanside Water Utilities Department | Eric Crowley | 1330 S Tait Street Oceanside, CA | 92054 | C | Emergency Diesel Engine: Detroit Diesel, Model 16V2000/G81/R163-7K36, 1495 BHP, turbocharged, aftercooled, S/N 5362002096, Engine Family No. 2DDXL31.8XRE; driving a 1000-kW generator. | 1 | 0 | 0 | 0 | 1 | Diesel | 1000 | 1495 | 1000 | [5 empty] | 0 | 0 | 33.1803 | -117.3709 | 1 | range_interpolation | 1330 | S Tait St |  |  | Oceanside | CA | San Diego County | 92054 | US | TIGER/LineÂ® dataset from the US Census Bureau
APCD2008-PTO-979029 | Active | 2009-07-31 | [34C] Emergency Standby Engine | Lemon Grove School District | Facility Administrator | 7866 Lincoln St Lemon Grove, CA | 91945 | N | EMERGENCY STANDBY ENGINE: ONE (1) 89 BHP GENERAL MOTORS / DETROIT DIESEL MODEL VORTEC 5.0 L NATURAL GAS FIRED ENGINE/SPECTRUM 50 GSGB GENERATOR SET S/N 005228, DRIVING A 50 KW GENERATOR 979029 EAD 2/13/06 | 1 | 0 | 1 | 0 | 2 | Natural Gas | 50 | 89 | 50 | 2021-09-15 | 443.60 | 2022-05-26 | 473.50 | 29.9 | 1495 | 1.0858 | 32.739 | -117.0282 | 1 | rooftop | 7866 | Lincoln St |  |  | Lemon Grove | CA | San Diego County | 91945 | US | San Diego Geographic Information Source - JPA
APCD2008-PTO-979030 | Active | 2009-07-31 | [34C] Emergency Standby Engine | Lemon Grove School District | Facility Administrator | 8025 Lincoln St Lemon Grove, CA | 91945 | N | EMERGENCY STANDBY GENERATOR: ONE (1)251 BHP JOHN DEERE MODEL 6068HF150 DIESEL FIRED ENGINE, S/N PE 6068H221886, WITH AFTERCOOLING AND TURBOCHARING, DRIVING A 110 GENERATOR, U-R-004-0115 CARB CERTIFICATION; JDX-NR6-02-07EPA CERTIFICATION 979030 EAD 02/13/06 | 1 | 0 | 0 | 0 | 1 | Diesel |  | 251 | 187.1707 | 2021-09-15 | 360.10 | 2022-05-26 | 401.80 | 41.7 | 7805.0182 | 7.09 | 32.7381 | -117.026 | 1 | range_interpolation | 8025 | Lincoln St |  |  | Lemon Grove | CA | San Diego County | 91945 | US | TIGER/LineÂ® dataset from the US Census Bureau
APCD2008-PTO-979283 | Active | 2009-07-31 | [34W] Registered Engine (Rule 12) | International Boundary And Water Commission | Plant Manager | 1697 Monument Road San Diego, CA | 92154 | S | EMERGENCY STANDBY ENGINE: DETROIT DIESEL ENGINE, MODEL 8V-92TA, S/N: 08VF175234, RATED AT 568 BHP, DRIVING A GENERATOR. (979283-CCN-5/03) 17 CCR 93 115 SJE 8/06 | 1 | 0 | 0 | 0 | 1 | Diesel |  | 568 | 423.5576 | 2022-03-09 | 326.00 | 2022-03-09 | 344.60 | 18.6 | 7878.1714 | 7.1565 | 32.5456 | -117.0973 | 1 | range_interpolation | 1697 | Monument Rd |  |  | San Diego | CA | San Diego County | 92154 | US | TIGER/LineÂ® dataset from the US Census Bureau
APCD2008-PTO-979284 | Active | 2009-07-31 | [34W] Registered Engine (Rule 12) | International Boundary And Water Commission | Plant Manager | 2812 Hollister Street San Diego, CA | 92154 | S | EMERGENCY STANDBY ENGINE: DETROIT DIESEL ENGINE, MODEL 12V-92TA, S/N 12VF013132, RATED AT 947 BHP, DRIVING A GENERATOR. (979284-CCN-5/03) 17 CCR 93 115 SJE 8/06 | 1 | 0 | 0 | 0 | 1 | Diesel |  | 947 | 706.1779 | 2022-03-09 | 218.00 | 2022-03-09 | 223.90 | 5.9 | 4166.4496 | 3.7848 | 32.5459 | -117.0842 | 1 | range_interpolation | 2812 | Hollister St |  |  | San Diego | CA | San Diego County | 92154 | US | TIGER/LineÂ® dataset from the US Census Bureau
APCD2008-PTO-979285 | Active | 2009-07-31 | [34W] Registered Engine (Rule 12) | International Boundary & Water Commission | Project Manager | 2995 Clearwater Wy San Diego, CA | 92154 | S | EMERGENCY STANDBY ENGINE: CATERPILLAR DIESEL ENGINE, MODEL 3516 DITA, S/N 4XF00668, RATED AT 2151 BHP, DRIVING A GENERATOR. (979285-CCN-5/03)17CCR93115SJE8/06 | 1 | 0 | 0 | 0 | 1 | Diesel |  | 2151 | 1604.0007 | 2021-07-21 | 183.20 | 2021-07-21 | 188.30 | 5.1 | 8180.4036 | 7.431 | 32.7241 | -117.1709 | 0.5 | place |  |  |  |  | San Diego | CA | San Diego County | 92101 | US | TIGER/LineÂ® dataset from the US Census Bureau
APCD2008-PTO-979536 | Active | 2009-07-31 | [34C] Emergency Standby Engine | SD CO OF GENERAL SVCS FACILITY OPS |  | 25704 SAN FELIPE RD WARNER SPRINGS, CA | 92086 | B | EMERGENCY STANDBY ENGINE: JOHN DEERE DIESEL ENGINE, MODEL 3029TF150, S/N PE3029T197260, RATED AT 64 BHP, EPA CERTIFIED OF ENGINE FAMILY NUMBER 2JDXL02.9018, TURBOCHARGED, DRIVING A 30 KW GENERATOR. (979536-CCN-6/04) 17CCR93115 SJE 10/05 | 1 | 0 | 0 | 0 | 1 | Diesel | 30 | 64 | 30 | 2021-07-26 | 565.30 | 2022-06-13 | 590.50 | 25.2 | 756 | 0.68675 | 33.1823 | -116.5823 | 1 | range_interpolation | 25704 | San Felipe Rd |  |  | Warner Springs | CA | San Diego County | 92086 | US | TIGER/LineÂ® dataset from the US Census Bureau
APCD2008-PTO-979695 | Active | 2009-07-31 | [34C] Emergency Standby Engine | SD TROLLEY INC | Rolando Montes | 12 13TH ST SAN DIEGO, CA | 92101 | N | INTERNAL COMBUSTION ENGINE. MAKE: JOHN DEERE, MODEL: 6068HF275. SERIAL NO. 6068H366602. EPA Family Number 4JDXL06.8038. YEAR OF MANUFACTURE: 2004. BHP RATING: 300 HP. DIESEL FUELED. EQUIPPED WITH TURBOCHARGER AND AFTERCOOLER. DRIVES AN ELECTRICAL EMERGENCY GENERATOR RATED AT 180 KW. JFTNEWFEB1005 17CCR93115SJE11/05 | 1 | 0 | 0 | 0 | 1 | Diesel | 180 | 300 | 180 | 2021-12-31 | 79.40 | 2022-04-28 | 80.70 | 1.3 | 234 | 0.21256 | 32.7053 | -117.1529 | 1 | range_interpolation | 12 | 13th St |  |  | San Diego | CA | San Diego County | 92101 | US | TIGER/LineÂ® dataset from the US Census Bureau
APCD2008-PTO-980294 | Active | 2009-07-31 | [34C] Emergency Standby Engine | Target Store T2465 | General Manager | 5680 Balboa Ave San Diego, CA | 92111 | M | EMERGENCY STANDBY ENGINE: MAKE GENERAC, MODEL WSG1068, S/N E182A 310308, RATED AT 107 BHP, FUELED WITH NATURAL GAS AND LPG, EQUIPPED WITH GENERAC 3-WAY CATALYST, DRIVING A 70 KW GENERATOR. (980294-ALC-11/03) (986315-CCN-7/08) | 0 | 0 | 1 | 0 | 1 | Natural Gas | 70 | 107 | 70 | 2021-06-10 | 94.60 | 2022-05-31 | 112.60 | 18 | 1260 | 0.91508 | 32.8202 | -117.1797 | 1 | range_interpolation | 5680 | Balboa Ave |  |  | San Diego | CA | San Diego County | 92111 | US | TIGER/LineÂ® dataset from the US Census Bureau
APCD2008-PTO-980517 | Active | 2009-07-31 | [34C] Emergency Standby Engine | City of San Diego PUD Wastewater Branch | Brent Bowman | 4998 Ocean Bl San Diego, CA | 92109 | I | EMERGENCY STANDBY ENGINE: GENERAL MOTORS ENGINE, FUELED WITH NATURAL GAS, MODEL VORTEC 8.1L-4CYCLE, S/N 8P1L16524, RATED AT 150 BHP, DRIVING AN 81 KW GENERATOR. (980517/985971-CCN-7/08) | 0 | 0 | 1 | 0 | 1 | Natural Gas | 81 | 150 | 81 | [5 empty] | 0 | 0 | 32.8044 | -117.2608 | 1 | range_interpolation | 4998 | Ocean Blvd |  |  | San Diego | CA | San Diego County | 92109 | US | TIGER/LineÂ® dataset from the US Census Bureau
APCD2008-PTO-980700 | Active | 2009-07-31 | [34H] California Certified Emergency Standby Engine | SD Humane Society & SPCA | Facility Manager | 5500 Gaines St San Diego, CA | 92110 | I | INTERNAL COMBUSTION ENGINE. MAKE: JOHN DEERE. MODEL: 6068TF250. SERIAL NO.: PE6068290826. YEAR OF MANUFACTURE: 2003. BHP RATING: 190 HP. EQUIPPED WITH A TURBOCHARGER. DRIVES AN ELECTRICAL EMERGENCY GENERATOR RATED AT 110 KW. JFTNEWMAY0605 17CCR93115 SJE11/07 | 0 | 0 | 0 | 0 | 0 | Unknown | 110 | 190 | 110 | 2021-09-22 | 42.00 | 2021-12-31 | 42.00 | 0 | 0 | 0 | 32.7658 | -117.1937 | 1 | rooftop | 5500 | Gaines St |  |  | San Diego | CA | San Diego County | 92110 | US | San Diego Geographic Information Source - JPA
APCD2008-PTO-980712 | Active | 2009-07-31 | [34H] California Certified Emergency Standby Engine | Charter Communications | Facility Manager | 10340 Camino Santa Fe San Diego, CA | 92121 | G | Emergency Diesel Engine Generator: Caterpillar/Perkins Model C6.6, S/N E6M00122; Engine Family 6PKXL06.6PJ1; tier 3 certified; 275 bhp rated; turbocharged with air cooler; driving a 150 kW emergency electrical generator. | 1 | 0 | 0 | 0 | 1 | Diesel | 150 | 275 | 150 | 2021-10-28 | 161.00 | 2021-10-28 | 166.00 | 5 | 750 | 0.68129 | 32.9043 | -117.1719 | 1 | rooftop | 10340 | Camino Santa Fe |  |  | San Diego | CA | San Diego County | 92121 | US | San Diego Geographic Information Source - JPA
APCD2008-PTO-980715 | Active | 2009-07-31 | [34H] California Certified Emergency Standby Engine | Charter Communications | Facility Manager | 12730 Carmel Country Road San Diego, CA | 92130 | M | Emergency Diesel Engine Generator: Mercedes Benz, Model OM926LA, 331 BHP, S/N 926.986-C-1128413, Engine Family GMBXL07.2RJC, Tier 3 certified; driving a 150-kW emergency electrical generator. | 1 | 0 | 0 | 0 | 1 | Diesel | 150 | 331 | 150 | 2021-12-31 | 2.00 | 2022-08-19 | 25.20 | 23.2 | 3480 | 3.1612 | 32.9537 | -117.2293 | 1 | rooftop | 12730 | Carmel Country Rd |  |  | San Diego | CA | San Diego County | 92130 | US | San Diego Geographic Information Source - JPA
APCD2008-PTO-980716 | Active | 2009-07-31 | [34W] Registered Engine (Rule 12) | Charter Communications | Facility Manager | 10791 Tierrasanta Blvd San Diego, CA | 92124 | J | EMERGENCY STANDBY ENGINE: CUMMINS DIESEL ENGINE, MODEL 4BT3.9-G2,S/N 45069290, RATED AT 102 BHP, DRIVING A GENERATOR. (980716-CCN-6/04) 17CCR93115 SJE10/05 | 1 | 0 | 0 | 0 | 1 | Diesel |  | 102 | 76.0614 | 2021-09-02 | 519.00 | 2021-09-02 | 523.60 | 4.6 | 349.8824 | 0.31783 | 32.8214 | -117.0995 | 1 | rooftop | 10791 | Tierrasanta Blvd |  |  | San Diego | CA | San Diego County | 92124 | US | San Diego Geographic Information Source - JPA
APCD2008-PTO-980717 | Active | 2009-07-31 | [34W] Registered Engine (Rule 12) | Charter Communications | Facility Manager | 14563 Black Mountain Road San Diego, CA | 92129 | F | EMERGENCY STANDBY ENGINE, CUMMINS DIESEL ENGINE, MODEL 6CTA 8.3-C, S/N44408016, RATED AT 227 BHP, DRIVING A GENERATOR. (980717-CCN-12/04) 17CCR93115 SJE11/05 | 1 | 0 | 0 | 0 | 1 | Diesel |  | 227 | 169.2739 | 2022-03-29 | 204.10 | 2022-03-29 | 205.20 | 1.1 | 186.2013 | 0.16914 | 32.982 | -117.1308 | 1 | range_interpolation | 14563 | Black Mountain Rd |  |  | San Diego | CA | San Diego County | 92129 | US | TIGER/LineÂ® dataset from the US Census Bureau
APCD2008-PTO-980718 | Active | 2009-07-31 | [34H] California Certified Emergency Standby Engine | Time Warner Cable | Facility Manager | 9724 Carmel Mountain Rd San Diego, CA | 92129 | F | Emergency standby engine: Mercedes-Benz diesel engine, Model OM926LA, S/N 926.986-C-1124 189, rated at 331 bhp, Model Year 2016, Tier 3 certified of Engine Family Number GMBXL07.2RJC, driving a 150 KW generator. | 1 | 0 | 0 | 0 | 1 | Diesel | 150 | 331 | 150 | 2022-04-06 | 44.90 | 2022-04-06 | 47.20 | 2.3 | 345 | 0.3134 | 32.9619 | -117.1174 | 1 | rooftop | 9724 | Carmel Mountain Rd |  |  | San Diego | CA | San Diego County | 92129 | US | San Diego Geographic Information Source - JPA
APCD2008-PTO-980726 | Active | 2009-07-31 | [34W] Registered Engine (Rule 12) | City of Escondido | Building Supervisor | 1225 Hubbard Ave Escondido, CA | 92027 | D | EMERGENCY ENGINE: MFR: JOHN DEERE, MODEL 4239TF001, S/N: T04239T215640, 75 HP, DIESEL ENGINE, APPL# 980726 EFH 0304, 17CCR93115 SJE12/05 | 1 | 0 | 0 | 0 | 1 | Diesel |  | 75 | 55.9275 | [5 empty] | 0 | 0 | 33.1538 | -117.077 | 1 | range_interpolation | 1225 | Hubbard Ave |  |  | Escondido | CA | San Diego County | 92027 | US | TIGER/LineÂ® dataset from the US Census Bureau
APCD2008-PTO-980844 | Active | 2009-07-31 | [34H] California Certified Emergency Standby Engine | Golden Holdings LLC | Dan Mayorgas | 10807 Thornmint Rd San Diego, CA | 92127 | F | EMERGENCY GENERATOR: 550 BHP DETROIT DIESEL ENGINE, MODEL 6063TK35, TURBO-CHARGED AND AFTER COOLED, S/N 06R0668127, DRIVING A 350 KW GENERATOR. EPA# DDX-NR7-02-07; CARB # U-R-007-0072 980844 8/8/06 EAD | 1 | 0 | 0 | 0 | 1 | Diesel | 350 | 550 | 350 | 2021-10-13 | 96.20 | 2021-10-13 | 97.20 | 1 | 350 | 0.31794 | 33.0161 | -117.1008 | 1 | rooftop | 10807 | Thornmint Rd |  |  | San Diego | CA | San Diego County | 92127 | US | San Diego Geographic Information Source - JPA
APCD2008-PTO-980864 | Active | 2009-07-31 | [34W] Registered Engine (Rule 12) | DWF VI Northridge Summit, LLC | Roger Mattson | 12220 Scripps Summit Dr San Diego, CA | 92131 | F | INTERNAL COMBUSTION ENGINE. MAKE: DETROIT DIESEL. MODEL: GCD325. SERIAL NO.: WS4646N1247493. BHP RATING: 325 HP. DIESEL FUELED. DRIVES AN EMERGENCY 200 KW GENERATOR (SERIES 60, MODEL 200 DE, SERIAL NO.: 0674239). JFT NEW APR 16 04 17 CCR 93 115 SJE 8/06 | 1 | 0 | 0 | 0 | 1 | Diesel | 200 | 93 | 200 | 2021-07-01 | 223.00 | 2022-07-07 | 241.10 | 18.1 | 3620 | 3.2884 | 32.9401 | -117.1029 | 1 | rooftop | 12220 | Scripps Summit Dr |  |  | San Diego | CA | San Diego County | 92131 | US | San Diego Geographic Information Source - JPA
APCD2008-PTO-981083 | Active | 2009-07-31 | [34W] Registered Engine (Rule 12) | Carlsbad City | Supervisor Manager | 2560 Orion Way Carlsbad, CA | 92010 | C | EMERGENCY STANDBY ENGINE: CATERPILLAR DIESEL ENGINE, MODEL 3406DIT, S/N 2WB03078, DRIVING A 300 KW GENERATOR. (981083-CCN-4/04) 17CCR93115 SJE11/05 | 1 | 0 | 0 | 0 | 1 | Diesel | 300 | Unknown | 300 | 2022-03-18 | 291.50 | 2022-03-18 | 293.00 | 1.5 | 450 | 0.40878 | 33.1372 | -117.2659 | 1 | range_interpolation | 2560 | Orion Way |  |  | Carlsbad | CA | San Diego County | 92010 | US | TIGER/LineÂ® dataset from the US Census Bureau
APCD2008-PTO-981084 | Active | 2009-07-31 | [34W] Registered Engine (Rule 12) | Carlsbad City Of | Supervisor Manager | 799 Pine Street Carlsbad, CA | 92008 | C | EMERGENCY STANDBY ENGINE: CUMMINS DIESEL ENGINE, MODEL 4B3.9-G2, S/N 45845093, RATED AT 102 BHP, DRIVING A GENERATOR. (981084-CCN-4/04) 17CCR93115 SJ Eden 04/06 | 1 | 0 | 0 | 0 | 1 | Diesel |  | 102 | 76.0614 | 2022-03-18 | 396.00 | 2022-03-18 | 401.40 | 5.4 | 410.7316 | 0.37311 | 33.0524 | -116.8712 | 0.9 | range_interpolation | 799 | Pine St |  |  | Ramona | CA | San Diego County | 92065 | US | TIGER/LineÂ® dataset from the US Census Bureau
APCD2008-PTO-981085 | Active | 2009-07-31 | [34W] Registered Engine (Rule 12) | Carlsbad City Of | Supervisor Manager | 2480 Impala Drive Carlsbad, CA | 92010 | C | EMERGENCY STANDBY ENGINE: CUMMINS DIESEL ENGINE, MODEL 4B3.9-G2, S/N 45845105, RATED AT 102 BHP, DRIVING A GENERATOR. (981085-CCN-4/04) 17CCR93115 SJE12/05 | 1 | 0 | 0 | 0 | 1 | Diesel |  | 102 | 76.0614 | 2022-03-18 | 654.90 | 2022-03-18 | 656.40 | 1.5 | 114.0921 | 0.10364 | 33.1394 | -117.271 | 1 | range_interpolation | 2480 | Impala Dr |  |  | Carlsbad | CA | San Diego County | 92010 | US | TIGER/LineÂ® dataset from the US Census Bureau
APCD2008-PTO-981086 | Active | 2009-07-31 | [34W] Registered Engine (Rule 12) | Carlsbad City Of | Supervisor Manager | 2999 Glasgow Drive Carlsbad, CA | 92010 | C | EMERGENCY ENGINE GENERATOR, 102 HP CUMMINS DIESEL ENGINE MODEL 4B3.9-G2 S/N 4587225. APP# 981086 EFH 04/04 17CCR93115 SJE12/05 | 1 | 0 | 0 | 0 | 1 | Diesel |  | 102 | 76.0614 | 2022-03-22 | 231.70 | 2022-03-22 | 233.20 | 1.5 | 114.0921 | 0.10364 | 33.1678 | -117.2986 | 1 | range_interpolation | 2999 | Glasgow Dr |  |  | Carlsbad | CA | San Diego County | 92010 | US | TIGER/LineÂ® dataset from the US Census Bureau
APCD2008-PTO-981087 | Active | 2009-07-31 | [34W] Registered Engine (Rule 12) | Carlsbad City Of | Supervisor Manager | 1635 Faraday Avenue Carlsbad, CA | 92008 | C | EMERGENCY ENGINE GENERATOR; XXX HP CAT DIESEL ENGINE MODEL CAT 3406, S/N 4ZRC5509. APPL# 981087 EFH 04/04 17CCR93115 SJE12/05 | 1 | 0 | 0 | 0 | 1 | Diesel |  | Unknown | Unknown | 2022-03-18 | 151.00 | 2022-03-18 | 153.00 | 2 | #VALUE! | 0 | 33.1384 | -117.2927 | 1 | rooftop | 1635 | Faraday Ave |  |  | Carlsbad | CA | San Diego County | 92008 | US | San Diego Geographic Information Source - JPA
APCD2008-PTO-981088 | Active | 2009-07-31 | [34W] Registered Engine (Rule 12) | Carlsbad City Of | Supervisor Manager | 1200 Carlsbad Village Drive Carlsbad, CA | 92008 | C | EMERGENCY ENGINE GENERATOR, 155 HP CAT DIESEL ENGINE MODEL CAT 3116DI, S/N 2SG00399. APPL# 981088 EFH 04/04 17CCR93115 SNE11/05 | 1 | 0 | 0 | 0 | 1 | Diesel |  | 155 | 115.5835 | 2022-03-18 | 308.00 | 2022-03-18 | 309.00 | 1 | 115.5835 | 0.105 | 33.1647 | -117.3409 | 1 | rooftop | 1200 | Carlsbad Village Dr |  |  | Carlsbad | CA | San Diego County | 92008 | US | San Diego Geographic Information Source - JPA
APCD2008-PTO-981089 | Active | 2009-07-31 | [34W] Registered Engine (Rule 12) | Carlsbad City Of | Supervisor Manager | 1775 Dove Lane Carlsbad, CA | 92011 | E | INTERNAL COMBUSTION ENGINE. MAKE: DETROIT DIESEL. MODEL: 80637305. SERIAL NO.: 06VF221214. DIESEL FUELED. BHP RATING: 370 HP. DRIVES AN ELECTRICAL EMERGENCY GENERATOR RATED AT 288 KW. MAKE: KOHLER, MODEL: 230 ROZD., SERIAL NO. 609159. JFTNEWAPR2804 17CCR93115 SJE12/05 | 1 | 0 | 0 | 0 | 1 | Diesel | 288 | 370 | 288 | 2022-03-18 | 231.60 | 2022-03-18 | 233.60 | 2 | 576 | 0.52323 | 33.106 | -117.2692 | 0.9 | range_interpolation | 1775 | Dove Ln |  |  | Carlsbad | CA | San Diego County | 92011 | US | TIGER/LineÂ® dataset from the US Census Bureau
APCD2008-PTO-981090 | Active | 2009-07-31 | [34W] Registered Engine (Rule 12) | Carlsbad City Of | Supervisor Manager | 3420 Camino De Los Coches Carlsbad, CA | 92009 | E | INTERNAL COMBUSTION ENGINE. MAKE: CUMMINS. MODEL: 4B3.9-G2. SERIAL NO.: 45845097. DIESEL FUELED. BHP RATING: 102 HP. DRIVES AN ELECTRICAL EMERGENCY GENERATOR RATED AT 40 KW. MAKE: ONAN. MODEL: 40DGBC-3371895/E, SERIAL NO.:355995. JFTNEWAPR2804 17CCR93115 SJE11/05 | 1 | 0 | 0 | 0 | 1 | Diesel | 40 | 102 | 40 | 2022-03-18 | 210.10 | 2022-03-18 | 211.60 | 1.5 | 60 | 0.054504 | 33.0619 | -117.2354 | 0.6 | rooftop | 3420 | Camino Alegre |  |  | Carlsbad | CA | San Diego County | 92009 | US | San Diego Geographic Information Source - JPA
APCD2008-PTO-981091 | Active | 2009-07-31 | [34W] Registered Engine (Rule 12) | Carlsbad City Of | Supervisor Manager | 2540 Orion Way Carlsbad, CA | 92010 | C | INTERNAL COMBUSTION ENGINE. MAKE: PERKINS. MODEL LD70295. SERIAL NO.: U816787C. DIESEL FUELED. DRIVES AN EMERGENCY GENERATOR, SPECTRUM DETROIT DIESEL, MODEL 30DS60, SERIAL NO. 391950, RATED AT 35 KW. JFTNEWAPR2804 17CCR93115 SJE12/05 | 1 | 0 | 0 | 0 | 1 | Diesel | 35 | Unknown | 35 | 2022-03-18 | 169.60 | 2022-03-18 | 171.10 | 1.5 | 52.5 | 0.047691 | 33.138 | -117.2657 | 1 | range_interpolation | 2540 | Orion Way |  |  | Carlsbad | CA | San Diego County | 92010 | US | TIGER/LineÂ® dataset from the US Census Bureau
APCD2008-PTO-981385 | Active | 2009-07-31 | [34W] Registered Engine (Rule 12) | Silver I 2020 LLC | Alex Lanza | 10221 Wateridge Circle San Diego, CA | 92121 | G | EMERGENCY ENGINE: CUMMINS, MODEL VTA28G2, 900 BHP, DIESEL FIRED, S/N 37122065. (983444 August 2005, 981385 ALC July 2004, 17CCR93115, S.J.Eden April 2006) | 1 | 0 | 0 | 0 | 1 | Diesel |  | 900 | 671.13 | [5 empty] | 0 | 0 | 32.8999 | -117.2061 | 1 | rooftop | 10221 | Wateridge Cir |  |  | San Diego | CA | San Diego County | 92121 | US | San Diego Geographic Information Source - JPA
APCD2008-PTO-981418 | Active | 2009-07-31 | [34C] Emergency Standby Engine | SDG&E | Moses Peram | 6875 Consolidated Wy San Diego, CA | 92121 | G | ONE(1) EMERGENCY STANDBY ENGINE, JOHN DEERE ENGINE, DIESEL FIRED, 64 HP, MODEL 3029TF270, S/N PE3029T349561, EQUIPPED WITH TURBO CHARGER, EPA CERTIFICATION NO. JDX-NR4-04-04 APPL# 981418 EFH 03/06 | 1 | 0 | 0 | 0 | 1 | Diesel |  | 64 | 47.7248 | 2021-07-20 | 240.40 | 2021-07-20 | 250.80 | 10.4 | 496.3379 | 0.45087 | 32.8763 | -117.1664 | 1 | rooftop | 6875 | Consolidated Way |  |  | San Diego | CA | San Diego County | 92121 | US | San Diego Geographic Information Source - JPA
APCD2008-PTO-981546 | Active | 2009-07-31 | [34W] Registered Engine (Rule 12) | WESTFIELD NORTH COUNTY | JOHN KING | 272 E VIA RANCHO PKWY ESCONDIDO, CA | 92025 | D | EMERGENCY ENGINE GENERATOR, 425 HP CUMMINS DIESEL ENGINE, MODEL NTA855G, S/N 30118551 APPL# 981546 EFH 12/05 | 1 | 0 | 0 | 0 | 1 | Diesel |  | 425 | 316.9225 | 2021-07-09 | 451.20 | 2021-07-09 | 454.90 | 3.7 | 1172.6133 | 1.0652 | 33.0679 | -117.0652 | 0.9 | range_interpolation | 272 | E Via Rancho Pkwy |  |  | Escondido | CA | San Diego County | 92025 | US | TIGER/LineÂ® dataset from the US Census Bureau
APCD2008-PTO-981754 | Active | 2009-07-31 | [34C] Emergency Standby Engine | SD Community College Dist Miramar College | Dane Lindsay | 10440 Black Mountain Rd San Diego, CA | 92126 | M | INTERNAL COMBUSTION ENGINE. MAKE: DETROIT DIESEL, MODEL: 6063 HK35, SERIAL NO.: 06R0760288. DIESEL FUELED. BHP RATING: 635 HP. EQUIPPED WITH TURBOCHARGER AND INTERCOOLER. DRIVES AN ELECTRICAL EMERGENCY GENERATOR RATED AT 400 KW. JFTNEW DEC2204 17CCR93115SJE11/05 | 1 | 0 | 0 | 0 | 1 | Diesel | 400 | 635 | 400 | 2022-02-14 | 179.20 | 2022-02-14 | 180.10 | 0.9 | 360 | 0.32702 | 32.9101 | -117.1211 | 1 | rooftop | 10440 | Black Mountain Rd |  |  | San Diego | CA | San Diego County | 92126 | US | San Diego Geographic Information Source - JPA
APCD2008-PTO-981940 | Active | 2009-07-31 | [34W] Registered Engine (Rule 12) | Paradise Valley Hospital DBA Bayview Behavioral Health | Alan Weber | 330 Moss St Chula Vista, CA | 91911 | R | INTERNAL COMBUSTION ENGINE. MAKE: CUMMINS MODEL 5657 8.3L. SERIAL NO.: 44270420. BHP RATING: 186 HP. DIESEL FUELED. ENGINE DRIVES AN EMERGENCY GENERATOR RATED AT 125 KW. JFT NEW DEC2304 984385-SJE-1/2007, REVISED-4/2008 | 1 | 0 | 0 | 0 | 1 | Diesel | 125 | 20 | 125 | 2022-02-10 | 583.20 | 2022-02-10 | 589.00 | 5.8 | 725 | 0.65858 | 32.6174 | -117.0717 | 1 | rooftop | 330 | Moss St |  |  | Chula Vista | CA | San Diego County | 91911 | US | San Diego Geographic Information Source - JPA
APCD2008-PTO-981941 | Active | 2009-07-31 | [34W] Registered Engine (Rule 12) | Paradise Valley Hospital DBA Bayview Behavioral Health | Alan Weber | 330 Moss St Chula Vista, CA | 91911 | R | EMERGENCY ENGINE GENERATOR (S/N 244071), 66 HP JOHN DEERE DIESEL ENGINE, MODEL 4239DF001, S/N T04239D209677. APPL# 981941 EFH 0905 984384-SJE-1/2007, REVISED-4/2008 | 1 | 0 | 0 | 0 | 1 | Diesel |  | 66 | 49.2162 | 2022-02-10 | 658.30 | 2022-02-10 | 664.10 | 5.8 | 285.454 | 0.2593 | 32.6174 | -117.0717 | 1 | rooftop | 330 | Moss St |  |  | Chula Vista | CA | San Diego County | 91911 | US | San Diego Geographic Information Source - JPA
APCD2008-PTO-981951 | Active | 2009-07-31 | [34W] Registered Engine (Rule 12) | Carlsbad Technology, Inc. | Simon Law | 5923 Balfour Court Carlsbad, CA | 92008 | C | EMERGENCY DIESEL ENGINE: JOHN DEERE 6076TF010, 166 HP, S/N RG6076T199591, DRIVING A GENERATOR: MAKE KOHLER, MODEL 25ROZJ71, S/N 354787. 981951 EAD 9/25/07, POCR STAT. ATCM SJE 9/22/08. | 1 | 0 | 0 | 0 | 1 | Diesel |  | 166 | 123.7862 | [5 empty] | 0 | 0 | 33.131 | -117.2816 | 1 | rooftop | 5923 | Balfour Ct |  |  | Carlsbad | CA | San Diego County | 92008 | US | Sandoval
APCD2008-PTO-981973 | Active | 2009-07-31 | [34W] Registered Engine (Rule 12) | WESTFIELD SHOPPINGTOWN MISSION VALLEY |  | 1640 CAMINO DEL RIO N SAN DIEGO, CA | 92108 | M | EMERGENCY ENGINE: GENERAC MODEL 9022050100, ENGINE NO. 0D3454 (FORD 6.8L), S/N 2095716, 147 BHP, NATURAL GAS FUELED, 147 BHP, WITH A NETT TECHNOLOGIES 3-WAY CATALYTIC CONVERTER MODEL TC-102WX2/25 AND A/F RATIO CONTROLLER DRIVING A 100 KW GENERATOR (981973-CCN-11/04), 986165/JJA. | 0 | 0 | 1 | 0 | 1 | Natural Gas | 100 | 147 | 100 | 2021-05-14 | 66.70 | 2022-09-02 | 69.70 | 3 | 300 | 0.21788 | 32.7681 | -117.1497 | 1 | rooftop | 1640 | Camino Del Rio N |  |  | San Diego | CA | San Diego County | 92108 | US | San Diego Geographic Information Source - JPA
APCD2008-PTO-982018 | Active | 2009-07-31 | [34H] California Certified Emergency Standby Engine | Sharp Health Care | General Manager | 3571 Corporate Ct San Diego, CA | 92123 | J | EMERGENCY STANDBY ENGINE: MITSUBISHI DIESEL ENGINE, MODEL S12R-Y2PTAW-1 S/N 13038, RATED AT 1881 BHP, EPA TIER 2 CERTIFIED OF ENGINE FAMILY NUMBER 7MVXL49.0BBA, TURBOCHARGED, DRIVING A 1250 KW GENERATOR. (982018-CCN-3/05)(17CCR93115-SJE-1/06)(985487-EAD/3/08) | 1 | 0 | 0 | 0 | 1 | Diesel | 250 | 1881 | 250 | [5 empty] | 0 | 0 | 32.8084 | -117.1313 | 1 | rooftop | 3571 | Corporate Ct |  |  | San Diego | CA | San Diego County | 92123 | US | Sandoval
APCD2008-PTO-982044 | Active | 2009-07-31 | [34H] California Certified Emergency Standby Engine | Encina Wastewater Authority | Douglas Campbell | 6200 Avenida Encinas Carlsbad, CA | 92011 | E | EMERGENCY STANDBY ENGINE: MITSUBISHI HEAVY INDUSTRIES ENGINE, MODEL 37.1A60 S/N 30788, RATED AT 1528 BHP, MODEL YEAR 2004, EPA CERTIFIED OF ENGINE FAMILY NUMBER 4MVXL37.1 ABC, TURBOCHARGED, DRIVING A 975 KW GENERATOR. (982044-CCN-10/05) | 0 | 0 | 0 | 0 | 0 | Unknown | 975 | 1528 | 975 | [5 empty] | 0 | 0 | 33.118 | -117.3214 | 0.8 | nearest_rooftop_match | 6102 | Avenida Encinas |  |  | Carlsbad | CA | San Diego County | 92011 | US | San Diego Geographic Information Source - JPA
APCD2008-PTO-982050 | Active | 2009-07-31 | [34C] Emergency Standby Engine | Albertsons #3201 | Jill Washburn | 1301 E Vista Way VISTA, CA | 92084 | B | INTERNAL COMBUSTION ENGINE. MAKE: GENERAL MOTORS, MODEL: 4.3L. SERIAL NO.: 4.3-18218. BHP RATING: 60 HP. NATURAL GAS FUELED. EQUIPPED WITH A 3 WAY CATALYTIC CONVERTER BRAND JOHNSON MATTHEY BANDITO, MODEL CX-4-4 AND AN AIR TO FUEL RATIO CONTROLLER. JFTNEWJUL1205 | 0 | 0 | 1 | 0 | 1 | Natural Gas |  | 60 | 44.742 | 2021-11-08 | 326.30 | 2021-11-08 | 332.00 | 5.7 | 255.0294 | 0.18522 | 33.217 | -117.2263 | 1 | range_interpolation | 1301 | E Vista Way |  |  | Vista | CA | San Diego County | 92084 | US | TIGER/LineÂ® dataset from the US Census Bureau
APCD2008-PTO-982118 | Active | 2009-07-31 | [34C] Emergency Standby Engine | SD Community College Dist Miramar College | Dane Lindsay | 10440 Black Mountain Rd San Diego, CA | 92126 | M | STATIONARY EMERGENCY ENGINE: 99 BHP JOHN DEERE MODEL 4045TF150, S/N 4045T278-029, ENGINE BLOCK S/N R505849 JD 4045 R 121402, TURBOCHARGED, DRIVING A 50 KW GENERATOR. CARB# U-R-004-0179, EPA # JDX-NR4-04-16982118 EAD 12/26/06 | 0 | 0 | 0 | 0 | 0 | Unknown | 50 | 99 | 50 | 2022-02-14 | 234.00 | 2022-02-14 | 235.80 | 1.8 | 90 | 0 | 32.9101 | -117.1211 | 1 | rooftop | 10440 | Black Mountain Rd |  |  | San Diego | CA | San Diego County | 92126 | US | San Diego Geographic Information Source - JPA
APCD2008-PTO-982169 | Active | 2009-07-31 | [34C] Emergency Standby Engine | Rainbow Municipal Water District | Jeff Stacy | 3707 Old Hy 395 Fallbrook, CA | 92028 | A | EMERGENCY STANDBY ENGINE: CUMMINS ENGINE, FUELED WITH PROPANE GAS, MODEL GTA8.3-LC-G1, S/N 46431937, RATED AT 202 BHP, EQUIPPED WITH A DCL MINE-XCATALYTIC CONVERTER, DRIVING A 125 KW GENERATOR.(982169-CCN-8/08) | 0 | 0 | 0 | 1 | 1 | Propane | 125 | 202 | 125 | 2021-12-31 | 387.80 | 2022-02-25 | 457.60 | 69.8 | 8725 | 7.1885 | 33.3828 | -117.2207 | 0.6 | street_center |  | Old Hill Rd |  |  | Fallbrook | CA | San Diego County | 92028 | US | TIGER/LineÂ® dataset from the US Census Bureau
APCD2008-PTO-982227 | Active | 2009-07-31 | [34H] California Certified Emergency Standby Engine | Federal Aviation Administration Lindberg | William Bottin | 3690 Pacific Hy San Diego, CA | 92101 | N | EMERGENCY STANDBY ENGINE:71 BHP JOHN DEERE MODEL 4045DF150, 4 -CYCLE DIESEL FIRED ENGINE WITH 4 DEGREES TIMING RETARD; EPA # JDX-NR5-01-02 DRIVING A 30 KW KOHLER MODEL 30REOZJ GENERATOR. ENGINE S/N PE4045D372054 EAD 3/5/07 | 1 | 0 | 0 | 0 | 1 | Diesel | 30 | 71 | 30 | 2021-07-27 | 268.00 | 2021-07-27 | 278.80 | 10.8 | 324 | 0.29432 | 32.7406 | -117.1842 | 0.86 | range_interpolation | 3690 | Pacific Hwy |  |  | San Diego | CA | San Diego County | 92101 | US | TIGER/LineÂ® dataset from the US Census Bureau
APCD2008-PTO-982439 | Active | 2009-07-31 | [34W] Registered Engine (Rule 12) | TRI CITY MEDICAL CENTER | Tim Hersy | 4002 VISTA WY OCEANSIDE, CA | 92056 | C | INTERNAL COMBUSTION ENGINE. MAKE: JOHN DEERE, MODEL: 4239DF001, SERIAL NO.:TO4239D217651. BHP RATING: 60 HP. DIESEL FUELED. DRIVES AN ELECTRICAL EMERGENCY GENERATOR FOR A DIALYSIS FACILITY. JFT NEW JAN 21 05 17CCR93115 SJE01/06 TNO 987400 12844 34W01 10/08, (2014-CER-000541, 3/14) | 1 | 0 | 0 | 0 | 1 | Diesel |  | 51 | 38.0307 | 2022-03-25 | 436.80 | 2022-03-25 | 436.80 | 0 | 0 | 0 | 33.1843 | -117.2918 | 1 | rooftop | 4002 | Vista Way |  |  | Oceanside | CA | San Diego County | 92056 | US | San Diego Geographic Information Source - JPA
APCD2008-PTO-982508 | Active | 2009-07-31 | [34W] Registered Engine (Rule 12) | SAN DIEGO MARRIOTT MISSION VALLEY |  | 8757 RIO SAN DIEGO DR SAN DIEGO, CA | 92108 | M | EMERGENCY ENGINE: CUMMINS, MODEL N495-FP, DIESEL FIRED, 113 BHP, S/N 2514 5376. DRIVING A FIRE PUMP. (982508 ALC 02/08) | 1 | 0 | 0 | 0 | 1 | Diesel |  | 113 | 84.2641 | 2021-12-31 | 3100.70 | 2022-07-28 | 3127.40 | 26.7 | 2249.8515 | 2.0437 | 32.7749 | -117.1399 | 1 | rooftop | 8757 | Rio San Diego Dr |  |  | San Diego | CA | San Diego County | 92108 | US | San Diego Geographic Information Source - JPA
APCD2008-PTO-982517 | Active | 2009-07-31 | [34H] California Certified Emergency Standby Engine | City of Oceanside Public Works | Tony Visco | 300 N Coast Hy Oceanside, CA | 92054 | C | Emergency Diesel Engine: John Deere, Model 4045HF285K, 197 BHP, S/N PE4045L285917, Model Year 2016, Tier 3 Certified, Engine Family No. GJDXL04.5119, driving a backup generator. | 1 | 0 | 0 | 0 | 1 | Diesel |  | 197 | 146.9029 | 2022-03-10 | 53.50 | 2022-03-10 | 55.60 | 2.1 | 308.4961 | 0.28024 | 33.1979 | -117.3797 | 0.9 | rooftop | 300 | N Coast Hwy N |  |  | Oceanside | CA | San Diego County | 92054 | US | San Diego Geographic Information Source - JPA
APCD2008-PTO-982564 | Active | 2009-07-31 | [34H] California Certified Emergency Standby Engine | SD City of Central Police Garage | Facility Manager | 3940 Federal Bl San Diego, CA | 92102 | S | ONE (1) EMERGENCY ENGINE GENERATOR, JOHN DEERE ENGINE, MODEL 4045TF270, 99 BHP, DIESEL FIRED, TURBOCHARGED, EPA CERTIFIED JDX-NR4-04-16, YEAR OF MANUFACTURE 2004. APPL# 982564 EFH 09/06 | 1 | 0 | 0 | 0 | 1 | Diesel |  | 99 | 73.8243 | 2021-09-30 | 157.40 | 2021-09-30 | 161.10 | 3.7 | 273.1499 | 0.24813 | 32.7193 | -117.1094 | 1 | range_interpolation | 3940 | Federal Blvd |  |  | San Diego | CA | San Diego County | 92102 | US | TIGER/LineÂ® dataset from the US Census Bureau
APCD2008-PTO-982729 | Active | 2009-07-31 | [34H] California Certified Emergency Standby Engine | Electra Home Owners Association | Brian Fleming | 700 W E St San Diego, CA | 92101 | N | EMERGENCY STANDBY ENGINE: DETROIT DIESEL ENGINE, MODEL 2000DDEG, S/N: 5352003956, RATED AT 1120 BHP, MODEL YEAR 2005, EPA TIER 1 CERTIFIED OFENGINE FAMILY NUMBER 5DDXL35.8GRP, TURBOCHARGED, WITH VERTICAL EXHAUST, DRIVING A 750 KW GENERATOR. (982729-CCN-10/07, 1/08) | 1 | 0 | 0 | 0 | 1 | Diesel | 750 | 1120 | 750 | [5 empty] | 0 | 0 | 32.7151 | -117.1696 | 0.8 | rooftop | 700 | E St |  |  | San Diego | CA | San Diego County | 92101 | US | San Diego Geographic Information Source - JPA
APCD2008-PTO-982830 | Active | 2009-07-31 | [34W] Registered Engine (Rule 12) | Costco Wholesale | Fidel Caroose | 895 E H St Chula Vista, CA | 91910 | Q | Emergency Diesel Engine, John Deere, Model 6059TF001, 150 BHP, S/N T06059T402926. | 1 | 0 | 0 | 0 | 1 | Diesel |  | 150 | 111.855 | 2021-05-06 | 768.50 | 2022-04-25 | 791.00 | 22.5 | 2516.7375 | 2.2862 | 32.6378 | -117.0219 | 1 | rooftop | 895 | E H St |  |  | Chula Vista | CA | San Diego County | 91910 | US | San Diego Geographic Information Source - JPA
APCD2008-PTO-982864 | Active | 2009-07-31 | [34H] California Certified Emergency Standby Engine | SD CO Of DPW Wastewater Mgmt | Facility Manager | 444 Arnold Way Alpine, CA | 91901 | H | EMERGENCY DIESEL ENGINE: CUMMINS QSX15-G9, S/N:30098367, 750 HP, TIER 2 CERTIFIED OF FAMILY# 4CEXL015.AAB, AFTER COOLED, TURBO CHARGED, DRIVING A GENERATOR. (982864 S.J.Eden) | 1 | 0 | 0 | 0 | 1 | Diesel |  | 750 | 559.275 | 2022-01-01 | 152.20 | 2022-01-01 | 155.80 | 3.6 | 2013.39 | 1.8289 | 32.8415 | -116.806 | 1 | rooftop | 444 | Arnold Way |  |  | Alpine | CA | San Diego County | 91901 | US | San Diego Geographic Information Source - JPA
APCD2008-PTO-982879 | Active | 2009-07-31 | [34W] Registered Engine (Rule 12) | Balboa healthcare Inc | Facility Manager | 3520 4th Av San Diego, CA | 92103 | M | EMERGENCY STANDBY ENGINE: KOHLER MODEL 345RH8178402A, S/N 308019, UNKNOWN HP, GASOLINE-FUELED, DRIVING A GENERATOR. 982879-SJE-4/06 | 0 | 0 | 0 | 0 | 0 | Gasoline |  | Unknown | Unknown | 2021-07-15 | 249.80 | 2021-07-15 | 254.20 | 4.4 | #VALUE! | 0 | 32.742 | -117.1619 | 1 | rooftop | 3520 | 4th Ave |  |  | San Diego | CA | San Diego County | 92103 | US | San Diego Geographic Information Source - JPA
APCD2008-PTO-982960 | Active | 2009-07-31 | [34H] California Certified Emergency Standby Engine | House of Blues San Diego LLC | Matthew Higgins | 1055 5th Av San Diego, CA | 92101 | N | EMERGENCY DIESEL ENGINE: JOHN DEERE 3029TF270, 64 BHP, TURBOCHARGED,S/N PE3029T427999, CARB CERT#U-R-004-0205, EPA CERT# JDX-NR4-05-12, DRIVING A 35-KW GENERATOR.982960-SJE-03/14/2006 | 1 | 0 | 0 | 0 | 1 | Diesel | 35 | 64 | 35 | 2021-12-09 | 109.00 | 2022-06-17 | 114.10 | 5.1 | 178.5 | 0.16215 | 32.7165 | -117.16 | 1 | rooftop | 1055 | 5th Ave |  |  | San Diego | CA | San Diego County | 92101 | US | San Diego Geographic Information Source - JPA
APCD2008-PTO-982967 | Active | 2009-07-31 | [34H] California Certified Emergency Standby Engine | REDWOOD TERRACE |  | 710 W 13TH AVE ESCONDIDO, CA | 92025 | D | Emergency Diesel Engine Generator: Mfr: John Deere, Model 6135HFG84, S/N RG6135L032851, Engine Family HJDXL13.5146, Tier 3 certified, 617 BHP; driving a 400-kW emergency electrical generator. | 1 | 0 | 0 | 0 | 1 | Diesel | 400 | 617 | 400 | [5 empty] | 0 | 0 | 33.1067 | -117.0834 | 1 | rooftop | 710 | W 13th Ave |  |  | Escondido | CA | San Diego County | 92025 | US | San Diego Geographic Information Source - JPA
APCD2008-PTO-982968 | Active | 2009-07-31 | [34W] Registered Engine (Rule 12) | 625 BWSD9 Owner LLC | Roann Gobeil | 625 Broadway San Diego, CA | 92101 | N | EMERGENCY STANDBY ENGINE: JOHN DEERE DIESEL ENGINE, MODEL 6466AF-00, S/N 167405RG, RATED AT 253 BHP, TURBO-CHARGED, DRIVING A GENERATOR. (982968-CCN-4/05) 17CCR93115 SJE12/05 | 1 | 0 | 0 | 0 | 1 | Diesel |  | 253 | 188.6621 | [5 empty] | 0 | 0 | 32.7155 | -117.1588 | 1 | rooftop | 625 | Broadway |  |  | San Diego | CA | San Diego County | 92101 | US | San Diego Geographic Information Source - JPA
APCD2008-PTO-982971 | Active | 2009-07-31 | [34C] Emergency Standby Engine | Albertsons #704 | Jull Washburn | 2955 Alpine Blvd Alpine, CA | 91901 | H | EMERGENCY ENGINE: GENERAL MOTORS, MODEL 45RZG, 60 BHP, NATURAL GAS FIRED, S/N 2143159, WITH A JOHNSON-MATTHEY "BANDITO" MODEL CX-4-4 CATALYTIC CONVERTER. (982971 ALC 08/08) | 0 | 0 | 1 | 0 | 1 | Natural Gas |  | 60 | 44.742 | [5 empty] | 0 | 0 | 32.8329 | -116.7504 | 1 | rooftop | 2955 | Alpine Blvd |  |  | Alpine | CA | San Diego County | 91901 | US | San Diego Geographic Information Source - JPA
APCD2008-PTO-983013 | Active | 2009-07-31 | [34H] California Certified Emergency Standby Engine | Life Care Center of Escondido | Fatima Goncalves | 1980 Felicita Rd Escondido, CA | 92025 | D | Emergency Diesel Engine Generator: Isuzu, Model BR-4HK1X, S/N TBD; Model Year 2019; Engine Family KSZXL05.2RXB; Tier 4f certified; 171 bhp rated; driving a 125 kW emergency electrical generator. Vertical 0.3-ft. diameter exhaust stack with flapper raincap located 8.0 ft. above ground | 1 | 0 | 0 | 0 | 1 | Diesel | 125 | 171 | 125 | 2021-12-31 | 26.70 | 2022-04-13 | 85.10 | 58.4 | 7300 | 6.6313 | 33.0975 | -117.0819 | 1 | rooftop | 1980 | Felicita Rd |  |  | Escondido | CA | San Diego County | 92025 | US | San Diego Geographic Information Source - JPA
APCD2008-PTO-983140 | Active | 2009-07-31 | [34C] Emergency Standby Engine | Alexandria Real Estate Equities Inc | Sara Visone | 9605 Scranton Rd San Diego, CA | 92121 | G | EMERGENCY STANDBY ENGINE: CUMMINS DIESEL ENGINE, MODEL 6BTA5.9-F2, S/N 46175129, RATED AT 130 BHP, MODEL YEAR 2000, TURBOCHARGED, AFTERCOOLED, DRIVING A FIRE PUMP. (983140-CCN-9/05) | 1 | 0 | 0 | 0 | 1 | Diesel |  | 130 | 96.941 | 2021-10-15 | 380.00 | 2021-10-15 | 393.00 | 13 | 1260.233 | 1.1448 | 32.8973 | -117.2011 | 1 | rooftop | 9605 | Scranton Rd |  |  | San Diego | CA | San Diego County | 92121 | US | San Diego Geographic Information Source - JPA
APCD2008-PTO-983141 | Active | 2009-07-31 | [34W] Registered Engine (Rule 12) | Alexandria Real Estate Equities Inc | Sara Visone | 9605 Scranton Rd San Diego, CA | 92121 | G | EMERGENCY STANDBY ENGINE: JOHN DEERE DIESEL ENGINE, MODEL 6466AF-00, S/N RG6466A231732, RATED AT 251 BHP, DRIVING A GENERATOR.(983141-CCN-6/05) | 1 | 0 | 0 | 0 | 1 | Diesel |  | 251 | 187.1707 | 2021-10-15 | 674.00 | 2021-10-15 | 683.40 | 9.4 | 1759.4046 | 1.5982 | 32.8973 | -117.2011 | 1 | rooftop | 9605 | Scranton Rd |  |  | San Diego | CA | San Diego County | 92121 | US | San Diego Geographic Information Source - JPA
APCD2008-PTO-983144 | Active | 2009-07-31 | [34H] California Certified Emergency Standby Engine | Qualcomm Inc | EHS Department | 5555 Morehouse Dr San Diego, CA | 92121 | G | EMERGENCY STANDBY ENGINE: 2154.9 BHP CATERPILLAR MODEL NO. 3512B ENGINE, S/N 1GZ02892, WITH TURBOCHARGING AND AFTERCOOLING, DRIVING A 1500 KW GENERATOR, MODEL YEAR 2005, EPA TIER 1, FAMILY NO: 5CPXL58.6ERK. LOCATED AT BLDG L. APPL# 983144 EFH | 0 | 0 | 0 | 0 | 0 | Unknown | 500 | 2154.9 | 500 | 2021-12-31 | 242.80 | 2022-05-05 | 263.80 | 21 | 10500 | 0 | 32.896 | -117.1953 | 1 | rooftop | 5555 | Morehouse Dr |  |  | San Diego | CA | San Diego County | 92121 | US | San Diego Geographic Information Source - JPA
APCD2008-PTO-983189 | Active | 2009-07-31 | [34H] California Certified Emergency Standby Engine | UCSD Medical Center | EH&S Specialist | 225 Dickinson St W San Diego, CA | 92103 | M | EMERGENCY ENGINE GENERATOR: CATERPILLAR ENGINE, MODEL 3512, DIESEL FIRED, 2155 HP, TURBOCHARGED AND AFTERCOOLED, MAIN ENGINE # 1, S/N 1GZ02662, MODEL YEAR 2005, EPA CERTIFIED TIER 1, ENGINE FAMILY # 5CPXL586ERK, DRIVING A 15OO KW GENERATOR. APP# 983189 EFH | 1 | 0 | 0 | 0 | 1 | Diesel | 1500 | 2155 | 1500 | 2021-06-02 | 378.30 | 2021-06-02 | 398.70 | 20.4 | 30600 | 27.7968 | 32.755 | -117.1651 | 1 | range_interpolation | 225 | Dickinson St |  |  | San Diego | CA | San Diego County | 92103 | US | TIGER/LineÂ® dataset from the US Census Bureau
APCD2008-PTO-983189 | Active | 2009-07-31 | [34H] California Certified Emergency Standby Engine | UCSD Medical Center Thornton Hospital | John Bowie | 9300 Campus Point Dr La Jolla, CA | 92093 | I | EMERGENCY ENGINE GENERATOR: CATERPILLAR ENGINE, MODEL 3512, DIESEL FIRED, 2155 HP, TURBOCHARGED AND AFTERCOOLED, MAIN ENGINE # 1, S/N 1GZ02662, MODEL YEAR 2005, EPA CERTIFIED TIER 1, ENGINE FAMILY # 5CPXL586ERK, DRIVING A 15OO KW GENERATOR. APP# 983189 EFH | 1 | 0 | 0 | 0 | 1 | Diesel | 1500 | 2155 | 1500 | 2021-06-02 | 378.30 | 2021-06-02 | 398.70 | 20.4 | 30600 | 27.7968 | 32.8752 | -117.2232 | 1 | rooftop | 9300 | Campus Point Dr |  |  | LA Jolla | CA | San Diego County | 92037 | US | San Diego Geographic Information Source - JPA
APCD2008-PTO-983216 | Active | 2009-07-31 | [34W] Registered Engine (Rule 12) | CA ST DEPT OF FORESTRY RED MOUNTAIN |  | 3660 MISSION RD E FALLBROOK, CA | 92028 | A | EMERGENCY ENGINE (51 HP FORD PROPANE ENGINE, MODEL GM-3.0L, S/N 3P0L48138) GENERATOR (MODEL CSG-6491-6005F, S/N 17040) APPL# 983216 EFH 1005 | 0 | 0 | 0 | 1 | 1 | Propane |  | 51 | 38.0307 | 2021-05-12 | 230.30 | 2021-05-12 | 248.50 | 18.2 | 692.1587 | 0.57027 | 33.3261 | -117.2358 | 1 | range_interpolation | 3660 | Mission Rd |  |  | Fallbrook | CA | San Diego County | 92028 | US | TIGER/LineÂ® dataset from the US Census Bureau
APCD2008-PTO-983234 | Active | 2009-07-31 | [34W] Registered Engine (Rule 12) | La Jolla Gateway |  | 9191 Towne Centre Dr #140 San Diego, CA | 92122 | H | EMERGENCY ENGINE GENERATOR 167.6 HP WHITE DIESEL ENGINE D4800TX198 GENERATOR S/N 099239. APPL# 983234 EFH 0905 | 1 | 0 | 0 | 0 | 1 | Diesel |  | 167.6 | 124.9793 | 2021-12-31 | 403.10 | 2022-02-11 | 413.80 | 10.7 | 1337.2787 | 1.2148 | 32.8734 | -117.2063 | 1 | rooftop | 9191 | Towne Centre Dr | # | 140 | San Diego | CA | San Diego County | 92122 | US | San Diego Geographic Information Source - JPA
APCD2008-PTO-983235 | Active | 2009-07-31 | [34W] Registered Engine (Rule 12) | La Jolla Gateway |  | 9171 Towne Centre Dr #140 San Diego, CA | 92122 | H | EMERGENCY ENGINE GENERATOR 167.6 HP WHITE DIESEL ENGINE D4800TX198, GENERATOR S/N 143589 APPL# 983235 EFH 0905 | 1 | 0 | 0 | 0 | 1 | Diesel |  | 167.6 | 124.9793 | 2021-12-31 | 413.70 | 2022-02-11 | 426.20 | 12.5 | 1562.2415 | 1.4191 | 32.8721 | -117.2063 | 1 | rooftop | 9171 | Towne Centre Dr | Ste | 140 | San Diego | CA | San Diego County | 92122 | US | San Diego Geographic Information Source - JPA
APCD2008-PTO-983251 | Active | 2009-07-31 | [34W] Registered Engine (Rule 12) | City of Carlsbad | Jesse Castaneda | 2425 Poinsettia Lane Carlsbad, CA | 92008 | C | EMERGENCY ENGINE GENERATOR, 392 HP CATERPILLAR DIESEL ENGINE MODEL 3306, S/N 9NR02716. APPL# 983251 EFH 1005 | 1 | 0 | 0 | 0 | 1 | Diesel |  | 392 | 292.3144 | 2021-12-14 | 261.00 | 2022-07-13 | 275.00 | 14 | 4092.4016 | 3.7175 | 32.743 | -117.2255 | 0.86 | rooftop | 2425 | Poinsettia Dr |  |  | San Diego | CA | San Diego County | 92106 | US | San Diego Geographic Information Source - JPA
APCD2008-PTO-983252 | Active | 2009-07-31 | [34H] California Certified Emergency Standby Engine | City Of Carlsbad Public Works | Facility Manager | 7382 Gabbiano Ln Carlsbad, CA | 92009 | E | Emergency Diesel Engine Generator: John Deere, Model 6068HFG85, S/N PE6068N012714; Model Year 2019; Engine Family KJDXL13.5103; Tier 3 certified; 315 bhp rated; driving a 200 kW emergency electrical generator. | 1 | 0 | 0 | 0 | 1 | Diesel | 200 | 315 | 200 | [5 empty] | 0 | 0 | 33.0939 | -117.3016 | 0.9 | range_interpolation | 7382 | Gabbiano Ln |  |  | Carlsbad | CA | San Diego County | 92011 | US | TIGER/LineÂ® dataset from the US Census Bureau
APCD2008-PTO-983280 | Active | 2009-07-31 | [34W] Registered Engine (Rule 12) | Marriott La Jolla | Lee Bingham | 4240 La Jolla Village Dr La Jolla, CA | 92037 | I | EMERGENCY ENGINE GENERATOR, 620 HP CATERPILLAR DIESEL ENGINE MODEL 3412, S/N 38577456 APPL# 983280 1005 | 1 | 0 | 0 | 0 | 1 | Diesel |  | 620 | 462.334 | 2022-05-09 | 276.00 | 2022-05-09 | 282.00 | 6 | 2774.004 | 2.5199 | 32.873 | -117.2157 | 1 | rooftop | 4240 | LA Jolla Village Dr |  |  | LA Jolla | CA | San Diego County | 92037 | US | San Diego Geographic Information Source - JPA
APCD2008-PTO-983281 | Active | 2009-07-31 | [34C] Emergency Standby Engine | CA ST DEPT OF FORESTRY & FIRE PROTECTION |  | 13650 Highway 79 Descanso, CA | 91916 | D | EMERGENCY STANDBY ENGINE: GENERAL MOTORS ENGINE, FUELED WITH LIQUID PETROLEUM GAS, MODEL INDUSTRIAL POWERTRAIN VORTEC 4.3 LITER-4 CYCLE, S/N 4P3L 22712, RATED AT 75 BHP, EQUIPPED WITH JOHNSON MATTHEY BANDITO CATALYTIC CONVERTER MODEL #CX2-4, DRIVING A 45 KW GENERATOR. (983281-CCN-10/05) | 0 | 1 | 0 | 0 | 1 | LPG | 45 | 75 | 45 | [5 empty] | 0 | 0 | 32.9671 | -116.58 | 0.9 | range_interpolation | 13650 | Hwy 79 |  |  | Julian | CA | San Diego County | 92036 | US | TIGER/LineÂ® dataset from the US Census Bureau
APCD2008-PTO-983351 | Active | 2009-07-31 | [34H] California Certified Emergency Standby Engine | American Red Cross | Facility Manager | 3950 Calle Fortunada San Diego, CA | 92123 | J | EMERGENCY STANDBY ENGINE: JOHN DEERE DIESEL ENGINE, MODEL 6068HF475, S/N PE6068H439167, RATED AT 314 BHP, MODEL YEAR 2005, EPA TIER 2 CERTIFIED OF ENGINE FAMILY NUMBER 5JDXL06.8049, TURBOCHARGED, DRIVING A 200 KW GENERATOR. (983351-CCN-12/05) | 1 | 0 | 0 | 0 | 1 | Diesel | 200 | 314 | 200 | 2022-07-06 |  | 2022-07-06 |  |  | 0 | 0 | 32.8137 | -117.1234 | 1 | rooftop | 3950 | Calle Fortunada |  |  | San Diego | CA | San Diego County | 92123 | US | San Diego Geographic Information Source - JPA
APCD2008-PTO-983359 | Active | 2009-07-31 | [34H] California Certified Emergency Standby Engine | White Sands of La Jolla | Owner Manager | 7450 Olivetas Av La Jolla, CA | 92037 | I | EMERGENCY STANDBY ENGINE: JOHN DEERE DIESEL ENGINE, MODEL 5030TF270, S/N PE5030T134640, RATED AT 79 BHP, MODEL YEAR 2005, EPA TIER 2 CERTIFIED OF ENGINE FAMILY NUMBER 5JDXL03.0063A, TURBOCHARGED, DRIVING A 50 KW GENERATOR (983359-CCN-8/05)(985478-CCN-4/08) | 1 | 0 | 0 | 0 | 1 | Diesel | 50 | 79 | 50 | 2022-07-12 | 178.40 | 2022-07-12 | 185.40 | 7 | 350 | 0.31794 | 32.838 | -117.2805 | 1 | rooftop | 7450 | Olivetas Ave |  |  | LA Jolla | CA | San Diego County | 92037 | US | San Diego Geographic Information Source - JPA
APCD2008-PTO-983392 | Active | 2009-07-31 | [34H] California Certified Emergency Standby Engine | Smart Corner Owners Assoc c/o FirstService Residential | Amy Nonaka | 1080 Park Blvd #102 San Diego, CA | 92101 | N | EMERGENCY STANDBY ENGINE: MITSUBISHI DIESEL ENGINE, MODEL S6R-Y1PTA-4, S/N 19614, RATED AT 898 BHP, MODEL YEAR 2005, EPA TIER 1 CERTIFIED OF ENGINE FAMILY NUMBER 5MVXL24.5ABB, TURBOCHARGED, DRIVING A 600 KW GENERATOR. (983392-CCN-11/06) | 1 | 0 | 0 | 0 | 1 | Diesel | 600 | 898 | 600 | 2021-09-15 | 236.40 | 2021-09-15 | 241.80 | 5.4 | 3240 | 2.9432 | 32.7164 | -117.1541 | 1 | rooftop | 1080 | Park Blvd | Ste | 102 | San Diego | CA | San Diego County | 92101 | US | San Diego Geographic Information Source - JPA
APCD2008-PTO-983521 | Active | 2009-07-31 | [34H] California Certified Emergency Standby Engine | Shore Tower | Site Manager | 2500 Torrey Pines Rd La Jolla, CA | 92037 | I | INTERNAL COMBUSTION ENGINE. MAKE: JOHN DEERE. MODEL: 6068TF150C. SERIAL NO: TO6068T877399. YEAR OF MANUFACTURE: 2001. DIESEL FUELED, BHP: 150 HP. DRIVES AN ELECTRICAL EMERGENCY GENERATOR RATED AT 111 KW. JFT NEW MAR3006 | 1 | 0 | 0 | 0 | 1 | Diesel | 111 | 150 | 111 | 2022-03-29 | 152.00 | 2022-03-29 | 152.10 | 0.1 | 11.1 | 0.010083 | 32.8515 | -117.2497 | 1 | rooftop | 2500 | Torrey Pines Rd |  |  | LA Jolla | CA | San Diego County | 92037 | US | San Diego Geographic Information Source - JPA
APCD2008-PTO-983536 | Active | 2009-07-31 | [34W] Registered Engine (Rule 12) | COUNTY OF SAN DIEGO DPW WASTEWATER MGT | Kay Kim | 1524 HWY 78 N JULIAN, CA | 92036 | D | EMERGENCY ENGINE: JOHN DEERE DIESEL ENGINE, MODEL 4039DF004, S/N: CD4039D370400, 75 HP, DRIVING AN ELECTRICAL GENERATOR. | 1 | 0 | 0 | 0 | 1 | Diesel |  | 75 | 55.9275 | 2021-09-17 | 847.50 | 2021-09-17 | 848.40 | 0.9 | 50.3347 | 0.045724 | 33.0766 | -116.5919 | 1 | range_interpolation | 1524 | Hwy 78 |  |  | Julian | CA | San Diego County | 92036 | US | TIGER/LineÂ® dataset from the US Census Bureau
APCD2008-PTO-983546 | Active | 2009-07-31 | [34C] Emergency Standby Engine | SD City Dept Of Wastewater | Facility Manager | 2211 Avenida De La Playa San Diego, CA | 92037 | I | ONE (1) EMERGENCY STANDBY ENGINE, CUMMINS NATURAL GAS ENGINE, MODEL GTA19G2531HP, S/N 25294565, TURBOCHARGED AND AFTERCOOLED, DRIVING A 280 KW GENERATOR. APPL# 983546 EFH 09/06 | 0 | 0 | 1 | 0 | 1 | Natural Gas | 280 | Unknown | 280 | 2021-06-03 | 195.40 | 2021-06-03 | 198.00 | 2.6 | 728 | 0.52871 | 32.8541 | -117.2553 | 0.9 | nearest_rooftop_match | 2210 | Avenida De La Playa |  |  | LA Jolla | CA | San Diego County | 92037 | US | San Diego Geographic Information Source - JPA
APCD2008-PTO-983660 | Active | 2009-07-31 | [34W] Registered Engine (Rule 12) | Grossmont Surgery Center | Administrator Facility | 8881 Fletcher Pkwy #100 La Mesa, CA | 91942 | K | INTERNAL COMBUSTION ENGINE. MAKE: KOMATSU, MODEL 0665T. SERIAL NO.: 70740. DIESEL FUELED. BHP EST: 134 HP. DRIVES AN ELECTRICAL EMERGENCY GENERATOR RATED AT 100 KW. JFT NEW MAR1406 | 1 | 0 | 0 | 0 | 1 | Diesel | 100 | 134 | 100 | 2021-09-16 | 251.70 | 2022-08-12 | 269.30 | 17.6 | 1760 | 1.5988 | 32.7839 | -117.0071 | 1 | rooftop | 8881 | Fletcher Pkwy | Ste | 100 | LA Mesa | CA | San Diego County | 91942 | US | Sandoval
APCD2008-PTO-983683 | Active | 2009-07-31 | [34H] California Certified Emergency Standby Engine | Qualcomm Inc | EHS Department | 5555 Morehouse Dr San Diego, CA | 92121 | G | EMERGENCY STANDBY ENGINE: 2172 BHP CATERPILLAR MODEL NO. 3512B ENGINE, S/N 7GM01411, WITH TURBOCHARGING AND AFTERCOOLING DRIVING A 1500 KW GENERATOR, MODEL YEAR 2005, EPA TIER 1 CERTIFICATION NO. 5CPXL58.6ERK. APPL# 983683 EFH 1/08 | 0 | 0 | 0 | 0 | 0 | Unknown | 500 | 172 | 500 | 2021-12-31 | 278.00 | 2022-05-05 | 302.00 | 24 | 12000 | 0 | 32.896 | -117.1953 | 1 | rooftop | 5555 | Morehouse Dr |  |  | San Diego | CA | San Diego County | 92121 | US | San Diego Geographic Information Source - JPA
APCD2008-PTO-983758 | Active | 2009-07-31 | [34C] Emergency Standby Engine | Otay Water District | Randy Klaahsen | Maxwell (Cross St Main) Chula Vista, CA | 91911 | R | Emergency standby engine: Caterpillar natural gas engine, Model G3516TA (S/N ZAZ00121), rated at 1048 BHP, Model Year 2005, driving a 740 KW generator. Equipped with a Continental Controls Corporation Catalytic Converter Model 2-DC73, an Air-to-Fuel Ratio controller, Model ECV-5 | 0 | 0 | 1 | 0 | 1 | Natural Gas | 740 | 1048 | 740 | 2022-03-30 | 179.00 | 2022-03-30 | 184.00 | 5 | 3700 | 2.6871 | 32.6017 | -117.0175 | 1 | street_center |  | Maxwell Rd |  |  | Chula Vista | CA | San Diego County | 91911 | US | TIGER/LineÂ® dataset from the US Census Bureau
APCD2008-PTO-983771 | Active | 2009-07-31 | [34H] California Certified Emergency Standby Engine | Viasat Inc | Joyce Johnson Ramsey | 6161 El Camino Real Carlsbad, CA | 92009 | E | INTERNAL COMBUSTION ENGINE. MAKE: CUMMINS. MODEL: QSX15-G9. SERIAL NO.:79121791. BHP: 750 HP. DIESEL FUELED. EQUIPPED WITH TURBOCHARGER AND AFTER-COOLER. YEAR OF MANUFACTURE: 2005. CARB CERTIFICATION: 5CEXL015.AAB. DRIVES AN ELECTRICAL EMERGENCY GENERATOR RATED AT 500 KW. TIER 2. JFT NEW JAN1707 | 1 | 0 | 0 | 0 | 1 | Diesel | 500 | 91 | 500 | 2022-01-01 | 333.00 | 2022-01-01 | 338.50 | 5.5 | 2750 | 2.4981 | 33.1218 | -117.2669 | 1 | range_interpolation | 6161 | El Camino Real |  |  | Carlsbad | CA | San Diego County | 92009 | US | TIGER/LineÂ® dataset from the US Census Bureau
APCD2008-PTO-983787 | Active | 2009-07-31 | [34H] California Certified Emergency Standby Engine | Sharp Donald N Memorial Comm Hosp | General Manager | 7901 Frost St San Diego, CA | 92123 | J | INTERNAL COMBUSTION ENGINE (Engine Number 4). MAKE: CATERPILLAR, MODEL: 3512B, SERIAL NO.: CAT00000JCM01608, YEAR OF MANUFACTURE: 2005. BHP: 1807 HP. DIESEL FUELED, EQUIPPED WITH TURBOCHARGER AND INTERCOOLER. ENGINE CERTIFICATION FAMILY: 5CPXL58. 6ERK. ENGINE DRIVES AN EMERGENCY GENERATOR RATED AT 1,250 KW. 983787/JFT | 1 | 0 | 0 | 0 | 1 | Diesel | 250 | 1807 | 250 | [5 empty] | 0 | 0 | 32.7986 | -117.1546 | 1 | rooftop | 7901 | Frost St |  |  | San Diego | CA | San Diego County | 92123 | US | San Diego Geographic Information Source - JPA
APCD2008-PTO-983793 | Active | 2009-07-31 | [34H] California Certified Emergency Standby Engine | Poway Unified School Dist | Principal Wendy Smith Rogers | 11775 Shoal Creek Rd San Diego, CA | 92128 | F | INTERNAL COMBUSTION ENGINE: -MAKE: JOHN DEERE -MODEL: 3029TF270 -SERIAL NO. PE3029T482597 BHP: 64 HP, DIESEL FUELED, EQUIPPED WITH TURBOCHARGER. EPA CERTIFIED FAMILY NAME: 5JDXL02.9050. DRIVES AN ELECTRICAL EMERGENCY GENERATOR RATED AT 30 KW JFTNEWDEC1107 | 1 | 0 | 0 | 0 | 1 | Diesel | 30 | 64 | 30 | 2022-04-12 | 114.80 | 2022-04-12 | 116.30 | 1.5 | 45 | 0.040878 | 32.9673 | -117.0818 | 1 | rooftop | 11775 | Shoal Creek Dr |  |  | San Diego | CA | San Diego County | 92128 | US | San Diego Geographic Information Source - JPA
APCD2008-PTO-983795 | Active | 2009-07-31 | [34H] California Certified Emergency Standby Engine | SD Co Of DPW Airports | Facility Manager | 1960 JOE CROSSON DR El Cajon, CA | 92020 | L | EMERGENGY STANDBY ENGINE JOHN DEERE DIESEL ENGINE MODEL 4045HF275 157 HPS/N PE4045H533777 MODEL YEAR 2005 EPA TIER 2 CERTIFIED ENGINE FAMILY NUMBER 5JDXL06.8039 TURBOCHARGED DRIVING A 100 KW GENERATOR. APPL# 983795 EFH 02/08 | 1 | 0 | 0 | 0 | 1 | Diesel | 100 | 157 | 100 | 2021-10-11 | 76.30 | 2021-10-11 | 81.60 | 5.3 | 530 | 0.48145 | 32.8212 | -116.9699 | 1 | range_interpolation | 1960 | Joe Crosson Dr |  |  | El Cajon | CA | San Diego County | 92020 | US | TIGER/LineÂ® dataset from the US Census Bureau
APCD2008-PTO-983807 | Active | 2009-07-31 | [34H] California Certified Emergency Standby Engine | SD Co of General Services Facility Operations | Facility Supervisor | Edgemoor Hospital,655 Park Center Dr Santee, CA | 92071 | H | EMERGENCY STANDBY ENGINE: MITSUBISHI DIESEL ENGINE, MODEL S12H-Y1PTA-3 , S/N 31318, RATED AT 1528 BHP, MANUFACTURED IN 2006 TO SPECIFICATIONS OF 2005 TIER 1 CERTIFIED ENGINE OF ENGINE FAMILY NUMBER 5MVXL37.1ABC, TURBOCHARGED, AFTERCOOLED, DRIVING A 1020 KW GENERATOR. (983807-CCN-10/08) | 1 | 0 | 0 | 0 | 1 | Diesel | 20 | 1528 | 20 | 2022-01-01 | 259.70 | 2022-01-01 | 272.90 | 13.2 | 264 | 0.23982 | 32.8523 | -116.9755 | 1 | range_interpolation | 655 | Park Center Dr |  |  | Santee | CA | San Diego County | 92071 | US | TIGER/LineÂ® dataset from the US Census Bureau
APCD2008-PTO-983815 | Active | 2009-07-31 | [34H] California Certified Emergency Standby Engine | UCSD | General Manager | 9500 Gilman Dr Dept 0089 San Diego, CA | 92093 | I | INTERNAL COMBUSTION ENGINE. MAKE: CUMMINS, MODEL: QSK-60-G6, SERIAL NO: 33162724. BHP: 2922. DIESEL FUELED, EQUIPPED WITH TURBOCHARGER AND INTERCOOLING. ENGINE CERTIFICATION FAMILY: 5CEXL060.ABA, TIER 1. ENGINE DRIVES AN ELECTRICAL EMERGENCY GENERATOR RATED AT 2000 KW. 983815/JFT-2/7/07 | 1 | 0 | 0 | 0 | 1 | Diesel | 2000 | 24 | 2000 | 2021-06-23 | 148.00 | 2022-07-22 | 202.00 | 54 | 108000 | 98.1064 | 32.8758 | -117.2396 | 0.9 | rooftop | 9500 | Gilman Dr | Dept | 89 | LA Jolla | CA | San Diego County | 92093 | US | San Diego Geographic Information Source - JPA
APCD2008-PTO-983837 | Active | 2009-07-31 | [34H] California Certified Emergency Standby Engine | Vallecitos Water District | Robert Salazar | 1891 Questhaven Rd San Marcos, CA | 92078 | E | EMERGENCY STANDBY ENGINE, JOHN DEERE DIESEL ENGINE, MODEL PE6068HF275, 250 HP MODEL YEAR 2004, S/N PE6068H487271, EPA CERTIFICATION FAMILY NO. 4JDXL06.8038, TURBOCHARGED, DRIVING A 275 KW GENERATOR. APPL# 983837 EFH 09/07 | 1 | 0 | 0 | 0 | 1 | Diesel | 275 | 250 | 275 | 2022-01-01 | 133.90 | 2022-01-01 | 134.40 | 0.5 | 137.5 | 0.1249 | 33.1708 | -117.1587 | 0.5 | place |  |  |  |  | San Marcos | CA | San Diego County | 92069 | US | TIGER/LineÂ® dataset from the US Census Bureau
APCD2008-PTO-983850 | Active | 2009-07-31 | [34H] California Certified Emergency Standby Engine | UCSD | General Manager | 9500 Gilman Dr Dept 0089 San Diego, CA | 92093 | I | INTERNAL COMBUSTION ENGINE. MAKE: JOHN DEERE, MODEL: 4045HF285I, SERIAL NO PE4045L014788. DIESEL FUELED, TURBOCHARGED, INTERCOOLED. BHP RATING: 158 HP TIER 3 CERTIFIED, FAMILY NAME: 7JDXL06.8105. DRIVES AN ELECTRICAL EMERGENCY GENERATOR RATED AT 100 KW. JFT NEW SEP1207 | 1 | 0 | 0 | 0 | 1 | Diesel | 100 | 158 | 100 | 2021-06-24 | 116.80 | 2022-07-22 | 125.50 | 8.7 | 870 | 0.7903 | 32.8758 | -117.2396 | 0.9 | rooftop | 9500 | Gilman Dr | Dept | 89 | LA Jolla | CA | San Diego County | 92093 | US | San Diego Geographic Information Source - JPA
APCD2008-PTO-983870 | Active | 2009-07-31 | [34H] California Certified Emergency Standby Engine | Vi at La Jolla Village | Owner Manager | 8515 Costa Verde Blvd San Diego, CA | 92122 | H | EMERGENCY ENGINE: CUMMINS, MODEL QSX15-G9, 750 BHP, DIESEL FIRED, TIER 2 TURBOCHARGED, AFTERCOOLED, S/N 79118991, ENGINE FAMILY NO. 5CEXL015.AAB. (983870 ALC 11/08) | 1 | 0 | 0 | 0 | 1 | Diesel |  | 750 | 559.275 | 2022-07-06 | 338.20 | 2022-07-06 | 343.00 | 4.8 | 2684.52 | 2.4386 | 32.8683 | -117.2164 | 1 | rooftop | 8515 | Costa Verde Blvd |  |  | San Diego | CA | San Diego County | 92122 | US | San Diego Geographic Information Source - JPA
APCD2008-PTO-983871 | Active | 2009-07-31 | [34H] California Certified Emergency Standby Engine | Alta Owners Association | Edwin Rosas | 575 Sixth Ave San Diego, CA | 92101 | N | EMERGENCY STANDBY ENGINE: CUMMINS DIESEL ENGINE, MODEL QST30-G1, S/N 37223012, RATED AT 1135 BHP, MODEL YEAR 2005, EPA TIER 1 CERTIFIED OF ENGINE FAMILY NUMBER 5CEXL030.ABA, TURBOCHARGED, AFTERCOOLED, DRIVING A 750 KW GENERATOR. (983871-CCN-1/08) | 1 | 0 | 0 | 0 | 1 | Diesel | 750 | 1135 | 750 | [5 empty] | 0 | 0 | 32.7112 | -117.1588 | 1 | rooftop | 575 | Sixth Ave |  |  | San Diego | CA | San Diego County | 92101 | US | Sandoval
APCD2008-PTO-983901 | Active | 2009-07-31 | [34H] California Certified Emergency Standby Engine | San Diego County Water Authority | Facility Manager | 3566 N Twin Oaks Valley Rd San Marcos, CA | 92069 | B | EMERGENCY STANDBY ENGINE, CUMMINS DIESEL ENGINE (ENGINE1), MODEL QSKTA-50-GE, RATED AT 2205 BHP, MODEL YEAR 2007, S/N: 33170485, TIER 2, EPA ENGINE FAMILY 7CEXL050.AAD, TURBOCHARGED AND AFTERCOOLED, DRIVING A 1500KW GENERATOR. 983901 EFH | 1 | 0 | 0 | 0 | 1 | Diesel | 1500 | 2205 | 1500 | 2021-06-10 | 233.00 | 2022-05-17 | 241.00 | 8 | 12000 | 10.9007 | 33.2096 | -117.1705 | 1 | range_interpolation | 3566 | N Twin Oaks Valley Rd |  |  | San Marcos | CA | San Diego County | 92069 | US | TIGER/LineÂ® dataset from the US Census Bureau
APCD2008-PTO-983904 | Active | 2009-07-31 | [34H] California Certified Emergency Standby Engine | San Diego County Water Authority | Facility Manager | 3566 N Twin Oaks Valley Rd San Marcos, CA | 92069 | B | EMERGENCY STANDBY ENGINE, CUMMINS DIESEL ENGINE (ENGINE 2), 2205 BHP, MODEL QSKTA-50-GE, MODEL YEAR 2007, S/N: 33170411, TIER 2, EPA ENGINE FAMILY 7CEXL050.AAD, TURBOCHARGED AND AFTERCOOLED, DRIVING A 1500KW GENERATOR. APPL# 983904 EFH | 1 | 0 | 0 | 0 | 1 | Diesel | 1500 | 2205 | 1500 | 2021-06-10 | 216.00 | 2022-05-17 | 224.00 | 8 | 12000 | 10.9007 | 33.2096 | -117.1705 | 1 | range_interpolation | 3566 | N Twin Oaks Valley Rd |  |  | San Marcos | CA | San Diego County | 92069 | US | TIGER/LineÂ® dataset from the US Census Bureau
APCD2008-PTO-983905 | Active | 2009-07-31 | [34H] California Certified Emergency Standby Engine | San Diego County Water Authority | Facility Manager | 3566 N Twin Oaks Valley Rd San Marcos, CA | 92069 | B | EMERGENCY STANDBY GENERATOR, CUMMINS DIESEL ENGINE (ENGINE 3), MODEL QSKTA50-GE, 2205 BHP, MODEL YEAR 2007, S/N: 33170378, TIER 2, EPA ENGINE FAMILY 7CEXL050.AAD, TURBOCHARGED AND AFTERCOOLED, DRIVING A 1500 KW GENERATOR. 983905 EFH. | 1 | 0 | 0 | 0 | 1 | Diesel | 500 | 2205 | 500 | 2021-06-10 | 342.00 | 2022-05-17 | 355.00 | 13 | 6500 | 5.9046 | 33.2096 | -117.1705 | 1 | range_interpolation | 3566 | N Twin Oaks Valley Rd |  |  | San Marcos | CA | San Diego County | 92069 | US | TIGER/LineÂ® dataset from the US Census Bureau
APCD2008-PTO-983908 | Active | 2009-07-31 | [34H] California Certified Emergency Standby Engine | Hard Rock Hotel San Diego | Reza Shemiran | 207 5Th Av San Diego, CA | 92101 | N | EMERGENCY STANDBY ENGINE: DETROIT DIESEL ENGINE, MODEL 12V2000 R123-7M36, S/N 5352004419, RATED AT 1120 BHP, MODEL YEAR 2005, EPA TIER 1 CERTIFIED OF ENGINE FAMILY NUMBER 5DDXL35.8GRP, TURBOCHARGED, AFTERCOOLED, DRIVING A750 KW GENERATOR. (983908-CCN-4/08) | 1 | 0 | 0 | 0 | 1 | Diesel | 750 | 1120 | 750 | [5 empty] | 0 | 0 | 32.7078 | -117.1596 | 1 | rooftop | 207 | 5th Ave |  |  | San Diego | CA | San Diego County | 92101 | US | San Diego Geographic Information Source - JPA
APCD2008-PTO-983918 | Active | 2009-07-31 | [34H] California Certified Emergency Standby Engine | BRIGHTON PLACE SPRING VALLEY |  | 9009 CAMPO RD SPRING VALLEY, CA | 91977 | K | EMERGENCY STANDBY ENGINE: JOHN DEERE MODEL 6068HF275, S/N PE6068H360361, 250 BHP, MODEL YEAR 2004, EPA TIER 2 CERTIFIED OF ENGINE FAMILY NUMBER 4JDXL06.8038, CARB # U-R-004-0207, TURBOCHARGED, DIESEL-FUELED, DRIVINGA KOHLER 135REOZJC, 135 KW GENERATOR. 983918-SJE-05/2006 | 1 | 0 | 0 | 0 | 1 | Diesel | 135 | 250 | 135 | 2021-12-29 | 292.10 | 2022-03-08 | 342.20 | 50.1 | 6763.5 | 6.1439 | 32.7515 | -117.0033 | 1 | rooftop | 9009 | Campo Rd |  |  | Spring Valley | CA | San Diego County | 91977 | US | San Diego Geographic Information Source - JPA
APCD2008-PTO-983940 | Active | 2009-07-31 | [34H] California Certified Emergency Standby Engine | OLIVENHAIN MUNICIPAL WATER DISTRICT |  | 19090 VIA AMBIENTE RD ESCONDIDO, CA | 92029 | D | INTERNAL COMBUSTION ENGINE. MAKE: JOHN DEERE, MODEL: 6081AF001, SERIAL NO. RG 6081A122815. DIESEL FUELED, EQUIPPED WITH TURBOCHARGER AND AFTERCOOLING. RATED BHP: 250 HP. ENGINE CERTIFICATION FAMILY: YJDXL08.1008, TIER 1 CERTIFICATION. ENGINE DRIVES AN EMERGENCY GENERATOR RATED AT 150 KW.983940/JFT | 1 | 0 | 0 | 0 | 1 | Diesel | 150 | 250 | 150 | 2021-06-17 | 285.70 | 2021-06-17 | 288.10 | 2.4 | 360 | 0.32702 | 33.066 | -117.1519 | 0.9 | rooftop | 19090 | Via Ambiente |  |  | Rancho Santa Fe | CA | San Diego County | 92067 | US | San Diego Geographic Information Source - JPA
APCD2008-PTO-984086 | Active | 2009-07-31 | [34H] California Certified Emergency Standby Engine | CITY OF VISTA |  | 2685 MELROSE DR S VISTA, CA | 92081 | B | INTERNAL COMBUSTION ENGINE. MAKE: VOLVO PENTA, MODEL: D300, DIESEL FIRED, EQUIPPED WITH TURBOCHARGER, RATED BHP: 462 HP. EPA CERTIFIED FAMILY: 5VPXL12.1ACB. ENGINE DRIVES AN ELECTRICAL EMERGENCY GENERATOR RATED AT275 KW. ENGINE SERIAL NO.: D12574436D1A.JFT/984086 | 1 | 0 | 0 | 0 | 1 | Diesel | 275 | 462 | 275 | 2022-03-22 | 238.90 | 2022-03-22 | 242.50 | 3.6 | 990 | 0.89931 | 33.1366 | -117.2453 | 0.9 | rooftop | 2685 | S Melrose Dr S |  |  | Vista | CA | San Diego County | 92081 | US | San Diego Geographic Information Source - JPA
APCD2008-PTO-984105 | Active | 2009-07-31 | [34H] California Certified Emergency Standby Engine | Cuyamaca College |  | 900 Rancho San Diego Parkway El Cajon, CA | 92019 | L | INTERNAL COMBUSTION ENGINE. MAKE: JOHN DEERE, MODEL: 4045HF275, SERIAL NO. PE 4045H534283. DIESEL FUELED, TURBOCHARGED. BHP RATING: 157 HP. DRIVES AN ELECTRICAL EMERGENCY GENERATOR RATED AT 100 KW. JFT NEW AUG3007 | 1 | 0 | 0 | 0 | 1 | Diesel | 100 | 157 | 100 | 2021-09-01 | 467.70 | 2021-09-01 | 482.00 | 14.3 | 1430 | 1.299 | 32.7461 | -116.941 | 1 | rooftop | 900 | Rancho San Diego Pkwy |  |  | El Cajon | CA | San Diego County | 92019 | US | Sandoval
APCD2008-PTO-984151 | Active | 2009-07-31 | [34W] Registered Engine (Rule 12) | Trinity Manor | General Manager | 3940 Park Blvd San Diego, CA | 92103 | M | EMERGENCY DIESEL ENGINE: WHITE MODEL D-3400T, S/N: 4010505, 126 BHP, TURBOCHARGED, MODEL YEAR 1978. 984151-SJE-3/07 | 1 | 0 | 0 | 0 | 1 | Diesel |  | 126 | 93.9582 | 2021-11-09 | 665.70 | 2021-11-09 | 667.30 | 1.6 | 150.3331 | 0.13656 | 32.7494 | -117.1469 | 1 | rooftop | 3940 | Park Blvd |  |  | San Diego | CA | San Diego County | 92103 | US | San Diego Geographic Information Source - JPA
APCD2008-PTO-984195 | Active | 2009-07-31 | [34W] Registered Engine (Rule 12) | SD Unified School District | Equipment Manager | 4770 Cardin St San Diego, CA | 92111 | M | EMERGENCY STANDBY ENGINE DIESEL, MAKE JOHN DEERE, MODEL 6059TF001, S/N T06059T419958, 166 HP, ORG. APP# 984195 | 1 | 0 | 0 | 0 | 1 | Diesel |  | 166 | 123.7862 | 2021-06-02 | 253.10 | 2021-06-02 | 255.50 | 2.4 | 297.0869 | 0.26987 | 32.8281 | -117.1645 | 1 | rooftop | 4770 | Cardin St |  |  | San Diego | CA | San Diego County | 92111 | US | San Diego Geographic Information Source - JPA
APCD2008-PTO-984198 | Active | 2009-07-31 | [34H] California Certified Emergency Standby Engine | The Legend Condominium Association | General Manager | 325 7th Ave San Diego, CA | 92101 | N | EMERGENCY DIESEL ENGINE: CLARK, MODEL NUMBER 6068TF220, S/N: PE6068T558336, 210 BHP, TURBOCHARGED, UNCERTIFIED BUT MEETING TIER 2 STANDARDS, MODEL YEAR 2005, DIRECTLY DRIVES AN EMERGENCY FIRE PUMP. 984198-SJE-10/2007 | 1 | 0 | 0 | 0 | 1 | Diesel |  | 210 | 156.597 | 2021-11-04 | 265.70 | 2022-07-29 | 303.20 | 37.5 | 5872.3875 | 5.3344 | 32.7087 | -117.1578 | 1 | rooftop | 325 | 7th Ave |  |  | San Diego | CA | San Diego County | 92101 | US | City of San Diego
APCD2008-PTO-984199 | Active | 2009-07-31 | [34H] California Certified Emergency Standby Engine | The Legend Condominium Association | General Manager | 325 7th Ave San Diego, CA | 92101 | N | EMERGENCY DIESEL ENGINE: DETROIT DIESEL 12V2000 G83 R123-7M36, S/N: 5352003953,1120 BHP, TURBOCHARGED, INTERCOOLED, EPA TIER 1 CERTIFIED OF ENGINE FAMILY #4DDXL35.8GRP, DRIVING A KOHLER 750DSEB GENERATOR. 984199-SJE-10/2007 | 1 | 0 | 0 | 0 | 1 | Diesel |  | 120 | 89.484 | 2021-11-04 | 317.70 | 2022-07-29 | 355.30 | 37.6 | 3364.5984 | 3.0564 | 32.7087 | -117.1578 | 1 | rooftop | 325 | 7th Ave |  |  | San Diego | CA | San Diego County | 92101 | US | City of San Diego
APCD2008-PTO-984254 | Active | 2009-07-31 | [34H] California Certified Emergency Standby Engine | Dulzura Community Development Committee | Managing Director | 1136 Community Bldg Rd Dulzura, CA | 91917 | R | INTERNAL COMBUSTION ENGINE. MAKE: DEERE, MODEL 3029TF270, DIESEL FUELED, EQUIPPED WITH TURBO-CHARGER. SERIAL NO.: PE3029T566555. BHP RATING: 64 HP. ENGINE CERTIFICATION FAMILY: 6JDXL02.9050. ENGINE DRIVES AN ELECTRICAL EMERGENCY GENERATOR RATED AT 40 KW. 984254/JFT | 1 | 0 | 0 | 0 | 1 | Diesel | 40 | 55 | 40 | 2022-05-09 | 966.10 | 2022-05-09 | 967.80 | 1.7 | 68 | 0.061771 | 32.62 | -116.7669 | 1 | rooftop | 1136 | Community | Bldg |  | Dulzura | CA | San Diego County | 91917 | US | San Diego Geographic Information Source - JPA
APCD2008-PTO-984305 | Active | 2009-07-31 | [34W] Registered Engine (Rule 12) | San Diego Sycamore LLC | Iliana Perez | 10655/10665 Sorrento Valley Rd San Diego, CA | 92121 | G | REGISTRATION OF NATURAL GAS BACKUP GENERATOR, MAKE GENERAC, MODEL 7.4L S/N 76785, 96 HP, APP 3 984305 | 0 | 0 | 1 | 0 | 1 | Natural Gas |  | 96 | 71.5872 | [5 empty] | 0 | 0 | 32.8193 | -117.094 | 0.55 | nearest_rooftop_match | 10807 | Rueda Ct |  |  | San Diego | CA | San Diego County | 92124 | US | Sandoval
APCD2008-PTO-984393 | Active | 2009-07-31 | [34W] Registered Engine (Rule 12) | CA ST DEPT OF FORESTRY MONTE VISTA |  | 2249 JAMACHA RD EL CAJON, CA | 92019 | L | EMERGENCY STANDBY ENGINE: CUMMINS DIESEL ENGINE, MODEL C180 BIG, S/N 665133 RATED AT 100 BHP, DRIVING A 60 KW GENERATOR. (984393-CCN-7/06) | 1 | 0 | 0 | 0 | 1 | Diesel | 60 | 100 | 60 | [5 empty] | 0 | 0 | 32.7484 | -116.9255 | 1 | rooftop | 2249 | Jamacha Rd |  |  | El Cajon | CA | San Diego County | 92019 | US | San Diego Geographic Information Source - JPA
APCD2008-PTO-984394 | Active | 2009-07-31 | [34W] Registered Engine (Rule 12) | CA ST DEPT OF FORESTRY MONTE VISTA |  | 2249 JAMACHA RD EL CAJON, CA | 92019 | L | EMERGENCY STANDBY ENGINE: GENERAL MOTORS ENGINE, FUELED WITH PROPANE GAS, MODEL 92A029315, S/N 75872, DRIVING A GENERATOR. (984394-CCN-7/06) | 0 | 0 | 0 | 1 | 1 | Propane |  | Unknown | Unknown | [5 empty] | #VALUE! | 0 | 32.7484 | -116.9255 | 1 | rooftop | 2249 | Jamacha Rd |  |  | El Cajon | CA | San Diego County | 92019 | US | San Diego Geographic Information Source - JPA
APCD2008-PTO-984395 | Active | 2009-07-31 | [34W] Registered Engine (Rule 12) | CA ST DEPT OF FORESTRY MONTE VISTA |  | 2249 JAMACHA RD EL CAJON, CA | 92019 | L | EMERGENCY STANDBY ENGINE: FORD ENGINE, FUELED WITH PROPANE GAS, MODEL LSG-875-I-6005-A, S/N 18552-1-04-98, RATED AT 120 BHP, DRIVING A GENERATOR. (984395-CCN-7/06) | 0 | 0 | 0 | 1 | 1 | Propane |  | 120 | 89.484 | [5 empty] | 0 | 0 | 32.7484 | -116.9255 | 1 | rooftop | 2249 | Jamacha Rd |  |  | El Cajon | CA | San Diego County | 92019 | US | San Diego Geographic Information Source - JPA
APCD2008-PTO-984421 | Active | 2009-07-31 | [34C] Emergency Standby Engine | Discovery @ Cortez Hill HOA | Facility Manager | 850 Beech St San Diego, CA | 92101 | N | EMERGENCY STANDBY ENGINE: ONE (1) 443 BHP CLARKE /DETROIT DIESEL-ALLISON MODEL DDFP06FA-23F, LEAN BURN ENGINE, WITH TURBOCHARGING AND AFTERCOOLING, S/N 06RF-015345, DIRECTLY DRIVING A FIRE PUMP. 984421 EAD 8/21/07 | 1 | 0 | 0 | 0 | 1 | Diesel |  | 443 | 330.3451 | [5 empty] | 0 | 0 | 32.7214 | -117.157 | 1 | rooftop | 850 | Beech St |  |  | San Diego | CA | San Diego County | 92101 | US | San Diego Geographic Information Source - JPA
APCD2008-PTO-984469 | Active | 2009-07-31 | [34C] Emergency Standby Engine | Trellis Fifth Ave HOA | Facility Manager | 530 K St San Diego, CA | 92101 | N | EMERGENCY STANDBY ENGINE: JOHN DEERE DIESEL ENGINE, MODEL 6068TF220, S/N PE6068T326577, RATED AT 160 BHP, MODEL YEAR 2004, WITH VERTICAL EXHAUST, DRIVING A WATER PUMP. (984469-EAD-2/08) | 1 | 0 | 0 | 0 | 1 | Diesel |  | 160 | 119.312 | 2021-10-22 | 189.50 | 2022-06-28 | 234.30 | 44.8 | 5345.1776 | 4.8555 | 32.7086 | -117.1596 | 1 | rooftop | 530 | K St |  |  | San Diego | CA | San Diego County | 92101 | US | San Diego Geographic Information Source - JPA
APCD2008-PTO-984543 | Active | 2009-07-31 | [34W] Registered Engine (Rule 12) | SD City of Transportation Dept Equip Div | Environmental Manager | 2740 Caminito Chollas San Diego, CA | 92105 | K | Emergency standby engine: John Deere engine, Model 4039DF001, S/N T04039D338900, rated at 66 bhp, fueled with CARB Diesel (up to 5% by weight - B5 Biodiesel). (984543/2006)(APCD2010-CER-000215/CCN/Nov 2010) | 1 | 0 | 0 | 0 | 1 | Diesel |  | 66 | 49.2162 | [5 empty] | 0 | 0 | 32.7816 | -117.1448 | 0.74 | nearest_rooftop_match | 2711 | Community Dr |  |  | San Diego | CA | San Diego County | 92108 | US | City of San Diego
APCD2008-PTO-984544 | Active | 2009-07-31 | [34C] Emergency Standby Engine | County of San Diego | Ross Minnick | 28962 Chihuahua Valley Wy Warner Springs, CA | 92086 | B | EMERGENCY ENGINE GENERATOR: GENERAL MOTORS PROPANE ENGINE, 75 HP, RICH BURN MODEL GM 4.3L, S/N 4P3L37608, EQUIPPED WITH JOHNSON MATHEY CATALYTIC CONVERTER AND AIR TO FUEL RATIO CONTROLLER, DRIVING A 45 KW GENERATOR. APPL# 984544 EFH | 0 | 0 | 0 | 1 | 1 | Propane | 45 | 75 | 45 | 2021-10-07 | 717.50 | 2021-10-07 | 766.90 | 49.4 | 2223 | 1.8315 | 33.38 | -116.7057 | 1 | range_interpolation | 28962 | Chihuahua Valley Rd |  |  | Warner Springs | CA | San Diego County | 92086 | US | TIGER/LineÂ® dataset from the US Census Bureau
APCD2008-PTO-984546 | Active | 2009-07-31 | [34H] California Certified Emergency Standby Engine | Sunroad Enterprises Inc | General Manager | 8620 Spectrum Center Blvd San Diego, CA | 92123 | J | EMERGENCY STANDBY ENGINE: CATERPILLAR DIESEL ENGINE: MODEL C18 DITA, ENGINE S/N EST00125; GENERATOR S/N G7A00458, RATED AT 900 BHP, MODEL YEAR 2006, EPA TIER 2 CERTIFIED OF ENGINE FAMILY NUMBER 6CPXL18.1ESL, TURBOCHARGED, AFTERCOOLED, DRIVING A 600 KW GENERATOR. (984546-CCN-3/08) | 1 | 0 | 0 | 0 | 1 | Diesel | 600 | 900 | 600 | 2022-01-01 | 113.30 | 2022-01-01 | 118.00 | 4.7 | 2820 | 2.5617 | 32.8273 | -117.142 | 1 | rooftop | 8620 | Spectrum Center Blvd |  |  | San Diego | CA | San Diego County | 92123 | US | San Diego Geographic Information Source - JPA
APCD2008-PTO-984560 | Active | 2009-07-31 | [34H] California Certified Emergency Standby Engine | Hotel Palomar San Diego | Edgar Aguirre | 1047 5th Ave San Diego, CA | 92101 | N | Emergency engine: Detroit diesel 16V2000 G44 Model R163-8A36 1350 bhp diesel fired turbocharged intercooled S/N 5362004092 Tier 2 certified engine family No. 7MDDL31.8XRR. (984560 ALC 10/08) | 1 | 0 | 0 | 0 | 1 | Diesel |  | 350 | 260.995 | 2021-12-09 | 272.50 | 2022-06-17 | 295.00 | 22.5 | 5872.3875 | 5.3344 | 32.6129 | -117.0777 | 1 | range_interpolation | 1047 | 5th Ave |  |  | San Diego | CA | San Diego County | 92101 | US | TIGER/LineÂ® dataset from the US Census Bureau
APCD2008-PTO-984604 | Active | 2009-07-31 | [34H] California Certified Emergency Standby Engine | Historical Balboa Theaters | Efren Ortiz | 868 Fourth Avenue San Diego, CA | 92101 | N | EMERGENCY STANDBY ENGINE: CUMMINS DIESEL ENGINE, MODEL 6BTAA5.9-G4, RATED AT 170 BHP, MODEL YEAR 2006, TURBO-CHARGED AND AFTER-COOLED, TIER 2, EPA ENGINE FAMILY NO. 5CEXL0359AAF, S/N 21725221, DRIVING A 80 KW GENERATOR. APPL# 984604 EFH | 1 | 0 | 0 | 0 | 1 | Diesel | 80 | 170 | 80 | 2021-12-31 | 104.40 | 2022-02-11 | 112.20 | 7.8 | 624 | 0.56684 | 32.7143 | -117.1614 | 1 | rooftop | 868 | 4th Ave |  |  | San Diego | CA | San Diego County | 92101 | US | San Diego Geographic Information Source - JPA
APCD2008-PTO-984642 | Active | 2009-07-31 | [34H] California Certified Emergency Standby Engine | Hunter Industries Inc | General Manager | 1943 Diamond St San Marcos, CA | 92078 | E | EMERGENCY ENGINE GENERATOR: CUMMINS DIESEL ENGINE, MODEL 6BTAA5.9-G1, RATED AT 207 HP, S/N 46573059, MODEL YEAR 2004, TIER 2 ENGINE, FAMILY NUMBER: 4CEXL0359AAH, TURBOCHARGED AND AFTERCOOLED, DRIVING A 125 KW GENERATOR. 984642 EFH | 1 | 0 | 0 | 0 | 1 | Diesel | 125 | 207 | 125 | [5 empty] | 0 | 0 | 33.1026 | -117.2184 | 1 | rooftop | 1943 | Diamond St |  |  | San Marcos | CA | San Diego County | 92078 | US | San Diego Geographic Information Source - JPA
APCD2008-PTO-984647 | Active | 2009-07-31 | [34H] California Certified Emergency Standby Engine | Marriott Vacation Club Pulse, San Diego | Keith Ward | 701 A St San Diego, CA | 92101 | N | Emergency Diesel Engine Generator: John Deere, Model 6135HFG84B, 538 BHP, S/N RG6135L037820, Engine Family LJDXL13.5146, Tier 3 certified; driving a 350-kW emergency electrical generator. | 1 | 0 | 0 | 0 | 1 | Diesel | 350 | 538 | 350 | 2021-07-10 | 1.40 | 2022-04-01 | 13.20 | 11.8 | 4130 | 3.7517 | 32.7187 | -117.158 | 1 | rooftop | 701 | A St |  |  | San Diego | CA | San Diego County | 92101 | US | San Diego Geographic Information Source - JPA
APCD2008-PTO-984677 | Active | 2009-07-31 | [34H] California Certified Emergency Standby Engine | New Children's Museum | Craig Winters | 200 W Island Av San Diego, CA | 92101 | N | EMERGENCY ENGINE: DETROIT DIESEL MTU MODEL 6063H35 SERIES 60 490 BHP DIESEL FIRED SERIAL NO. 06R0965238 MODEL YEAR 2007 ENGINE FAMILY NO. 6DDXL14.0VLD. (984677 ALC 03/08 | 1 | 0 | 0 | 0 | 1 | Diesel |  | 490 | 365.393 | [5 empty] | 0 | 0 | 32.7103 | -117.1647 | 1 | range_interpolation | 200 | W Island Ave |  |  | San Diego | CA | San Diego County | 92101 | US | TIGER/LineÂ® dataset from the US Census Bureau
APCD2008-PTO-984699 | Active | 2009-07-31 | [34H] California Certified Emergency Standby Engine | SDCERA |  | 2275 RIO BONITO WY SAN DIEGO, CA | 92108 | M | EMERGENCY ENGINE: JOHN DEERE, MODEL 4045HF275, DIESEL FIRED, 157 BHP,TURBOCHARGED, TIER 2 CERTIFIED, ENGINE FAMILY NO. 6JDXL06.8039, S/N PE4045H610976. (984699 ALC 04/08) | 1 | 0 | 0 | 0 | 1 | Diesel |  | 157 | 117.0749 | 2021-11-22 | 130.00 | 2021-11-22 | 190.80 | 60.8 | 7118.1539 | 6.4661 | 32.7774 | -117.1362 | 1 | rooftop | 2275 | Rio Bonito Way |  |  | San Diego | CA | San Diego County | 92108 | US | San Diego Geographic Information Source - JPA
APCD2008-PTO-984700 | Active | 2009-07-31 | [34H] California Certified Emergency Standby Engine | City Of San marcos Fire Station #2 | Facility Manager | 1250 Rancho Santa Fe Rd S San Marcos, CA | 92078 | E | EMERGENCY DIESEL ENGINE: JOHN DEERE 4045HF275 157 HP S/N PE4045H492901 EPA TIER 2 CERTIFIED OF FAMILY # 6JDXL06.8039 TURBOCHARGED DRIVING A 117 KW GENERATOR. 984700-SJE-12/07 | 1 | 0 | 0 | 0 | 1 | Diesel | 117 | Unknown | 117 | [5 empty] | 0 | 0 | 33.1249 | -117.2159 | 0.9 | range_interpolation | 1250 | S Rancho Santa Fe Rd |  |  | San Marcos | CA | San Diego County | 92078 | US | TIGER/LineÂ® dataset from the US Census Bureau
APCD2008-PTO-984703 | Active | 2009-07-31 | [34W] Registered Engine (Rule 12) | Villa Las Palmas Healthcare Center | Gavin Brown | 622 S Anza St El Cajon, CA | 92020 | L | EMERGENCY ENGINE: CUMMINS MODEL 4BT3.9-G2 DIESEL FIRED 102 BHP S/N 45156397. (984703 ALC 01/08) | 1 | 0 | 0 | 0 | 1 | Diesel |  | 102 | 76.0614 | 2022-04-14 | 770.30 | 2022-04-14 | 775.30 | 5 | 380.307 | 0.34547 | 32.7895 | -116.9491 | 1 | rooftop | 622 | S Anza St S |  |  | El Cajon | CA | San Diego County | 92020 | US | San Diego Geographic Information Source - JPA
APCD2008-PTO-984721 | Active | 2009-07-31 | [34W] Registered Engine (Rule 12) | Country Hills Health Care Inc | Facility Manager | 1580 Broadway El Cajon, CA | 92021 | L | EMERGENCY ENGINE: CUMMINS, MODEL NT855G, DIESEL FIRED, 355 BHP, S/N 1135183. (984721 ALC 01/08) | 1 | 0 | 0 | 0 | 1 | Diesel |  | 355 | 264.7235 | 2022-06-29 | 94.30 | 2022-06-29 | 97.40 | 3.1 | 820.6429 | 0.74547 | 32.8089 | -116.9238 | 1 | rooftop | 1580 | Broadway |  |  | El Cajon | CA | San Diego County | 92021 | US | San Diego Geographic Information Source - JPA
APCD2008-PTO-984830 | Active | 2009-07-31 | [34H] California Certified Emergency Standby Engine | Palomar Health | Bill Watson | 15611 Pomerado Rd Poway, CA | 92064 | F | EMERGENCY ENGINE: CUMMINS, MODEL QST30-G5-NR2, 1490 BHP, DIESEL FIRED, TURBOCHARGED, AFTERCOOLED, S/N 37227483, ENGINE FAMILY NO. 7CEXL030.AAD. (984830 ALC 03/08) | 1 | 0 | 0 | 0 | 1 | Diesel |  | 1490 | 1111.093 | 2022-04-20 | 41.00 | 2022-04-20 | 42.00 | 1 | 1111.093 | 1.0093 | 32.9965 | -117.0573 | 1 | rooftop | 15611 | Pomerado Rd |  |  | Poway | CA | San Diego County | 92064 | US | San Diego Geographic Information Source - JPA
APCD2008-PTO-984843 | Active | 2009-07-31 | [34H] California Certified Emergency Standby Engine | Fresenius Medical Care North America | Paul Birkhauser | 950 Hacienda Dr Vista, CA | 92081 | B | EMERGENCY DIESEL ENGINE: JOHN DEERE MODEL 6068HF485T, S/N PE6068L002190, 315 BHP, TURBOCHARGED, AFTERCOOLED, TIER 3 CERTIFIED FAMILY # 6JDXL06.8101, MODEL YEAR 2006, DRIVING A 180 KW KOHLER 180REOZJD GENERATOR. 984843SJE2/08 | 1 | 0 | 0 | 0 | 1 | Diesel | 180 | 315 | 180 | 2022-03-01 | 263.00 | 2022-03-01 | 268.20 | 5.2 | 936 | 0.85026 | 33.1932 | -117.2625 | 1 | rooftop | 950 | Hacienda Dr |  |  | Vista | CA | San Diego County | 92081 | US | San Diego Geographic Information Source - JPA
APCD2008-PTO-984854 | Active | 2009-07-31 | [34H] California Certified Emergency Standby Engine | USMC Base Public Safety SA01 | Air Quality Section | Building 22133 Camp Pendleton, CA | 92055 | A | INTERNAL COMBUSTION ENGINE. MAKE: JOHN DEERE, MODEL: 6068HF285, SERIAL NO. PE6068L005191 DIESEL ENGINE, RATED BHP: 197, EQUIPPED WITH TURBOCHARGER AND AFTERCOOLER, EPA ENGINE FAMILY NO. 6JDXL06.8104, TIER 3. DRIVES AN ELECTRICAL EMERGENCY GENERATOR RATED AT 147 KW. JFTNEWDEC0607 Bldg. No. 22133 | 1 | 0 | 0 | 0 | 1 | Diesel | 147 | 197 | 147 | [5 empty] | 0 | 0 | 33.3877 | -117.4448 | 0.5 | place |  |  |  |  | Camp Pendleton | CA | San Diego County | 92055 | US | TIGER/LineÂ® dataset from the US Census Bureau
APCD2008-PTO-984859 | Active | 2009-07-31 | [34W] Registered Engine (Rule 12) | US Grant Hotel | General Manager | 326 Broadway San Diego, CA | 92101 | N | EMERGENCY ENGINE: CUMMINS, MODEL NTA-855-G, DIESEL FIRED, 465 BHP, S/N 30119836. (984859 ALC 01/08) | 1 | 0 | 0 | 0 | 1 | Diesel |  | 465 | 346.7505 | [5 empty] | 0 | 0 | 32.716 | -117.1616 | 1 | rooftop | 326 | Broadway |  |  | San Diego | CA | San Diego County | 92101 | US | San Diego Geographic Information Source - JPA
APCD2008-PTO-984867 | Active | 2009-07-31 | [34H] California Certified Emergency Standby Engine | DLA Piper | Brian Guthrie | 401 B St Ste 1700 San Diego, CA | 92101 | N | EMERGENCY ENGINE: JOHN DEERE, MODEL 6090HF485, DIESEL FIRED, 385 BHP, TURBOCHARGED, S/N RG6090L027702, ENGINE FAMILY NO. 7JDXL09.0102. (984867 ALC 04/08) | 1 | 0 | 0 | 0 | 1 | Diesel |  | 385 | 287.0945 | [5 empty] | 0 | 0 | 32.7174 | -117.1606 | 1 | rooftop | 401 | B St | Ste | 1700 | San Diego | CA | San Diego County | 92101 | US | San Diego Geographic Information Source - JPA
APCD2008-PTO-984876 | Active | 2009-07-31 | [34C] Emergency Standby Engine | SD City Of Comm Div (Chollas) | General Manager | 2781 Caminito Chollas San Diego, CA | 92105 | K | EMERGENCY ENGINE: GENERAL MOTORS INDUSTRIAL POWERTRAIN MODEL VORTEC 8.1 L, 170HP, S/N 8P1L13197, RICH BURN PROPANE FIRED, TURBOCHARGED, DRIVES A 125 KW GENERATOR MODEL 125RZG. 984876-SJE-01/2008 | 0 | 0 | 0 | 1 | 1 | Propane | 125 | 170 | 125 | 2021-10-19 | 155.20 | 2021-10-19 | 164.00 | 8.8 | 1100 | 0.90629 | 32.7816 | -117.1448 | 0.79 | nearest_rooftop_match | 2711 | Community Dr |  |  | San Diego | CA | San Diego County | 92108 | US | City of San Diego
APCD2008-PTO-984905 | Active | 2009-07-31 | [34C] Emergency Standby Engine | Defense Commissary Agency | Facility Manager | Naval Base San Diego San Diego, CA | 92136 | S | EMERGENCY ENGINE: FORD, MODEL WSG 1068, NATURAL GAS FIRED, 137 BHP, S/N 06ZS51562, WITH A DCL INTERNATIONAL DC46 CATALYTIC CONVERTER AND AGILL INSTRUMENTS AF120 AIR-TO-FUEL RATIO CONTROLLER. (984905 ALC 02/07)(986186 ALC 07/08) | 0 | 0 | 1 | 0 | 1 | Natural Gas |  | 137 | 102.1609 | 2021-11-08 | 77.40 | 2022-07-05 | 88.50 | 11.1 | 1133.986 | 0.82356 | 32.7241 | -117.1709 | 1 | place |  |  |  |  | San Diego | CA | San Diego County | 92101 | US | TIGER/LineÂ® dataset from the US Census Bureau
APCD2008-PTO-984924 | Active | 2009-07-31 | [34H] California Certified Emergency Standby Engine | Vallecitos Water District | Facility Manager | 3896 El Paso Alto San Marcos, CA | 92069 | B | EMERGENCY ENGINE: CUMMINS, MODEL QSM11-G2, DIESEL FIRED, 470 BHP, MODEL YEAR 2004, FAMILY NO. 4CEXL0661AAD, TURBOCHARGED, INTERCOOLED, S/N 35149227. (984924 ALC 02/07) | 1 | 0 | 0 | 0 | 1 | Diesel |  | 470 | 350.479 | 2022-04-04 | 155.10 | 2022-04-04 | 156.10 | 1 | 350.479 | 0.31837 | 33.2096 | -117.1769 | 1 | rooftop | 3896 | El Paso Alto |  |  | San Marcos | CA | San Diego County | 92069 | US | San Diego Geographic Information Source - JPA
APCD2008-PTO-985023 | Active | 2009-07-31 | [34H] California Certified Emergency Standby Engine | City of San Diego | General Manager | 6041 Edgewood Bend Ct San Diego, CA | 92130 | M | EMERGENCY STANDBY ENGINE: JOHN DEERE DIESEL ENGINE, MODEL 3029TF270, S/N PE3029T647985, RATED AT 64 BHP, MODEL YEAR 2007, EPA TIER 2 CERTIFIED OF ENGINE FAMILY NUMBER 7JDXL02.9050, TURBOCHARGED, DRIVING A 26 KW GENERATOR. (985023-CCN-7/08) | 1 | 0 | 0 | 0 | 1 | Diesel | 26 | 64 | 26 | 2021-12-31 | 274.30 | 2022-08-25 | 325.20 | 50.9 | 1323.4 | 1.2022 | 32.9548 | -117.1921 | 0.9 | nearest_rooftop_match | 6039 | Edgewood Bend Ct |  |  | San Diego | CA | San Diego County | 92130 | US | City of San Diego
APCD2008-PTO-985027 | Active | 2009-07-31 | [34H] California Certified Emergency Standby Engine | Commander Navy Region SW | Marvin Johnson | Naval Air Station North Island Coronado, CA | 92155 | O | EMERGENCY STANDBY DIESEL ENGINE: 237 BHP, DEERE 6068HF285, S/N PE6068L001886 ENGINE FAMILY: 6JDXL06. 8104, TURBO CHARGED, AND AFTER COOLED DRIVING A 135 KW GENERATOR. LOCATED AT BLDG 681. APP 985027. | 1 | 0 | 0 | 0 | 1 | Diesel | 135 | 237 | 135 | 2021-09-02 | 68.40 | 2022-07-07 | 73.30 | 4.9 | 661.5 | 0.6009 | 32.6992 | -117.2096 | 1 | place |  |  |  |  | Coronado | CA | San Diego County | 92118 | US | TIGER/LineÂ® dataset from the US Census Bureau
APCD2008-PTO-985046 | Active | 2009-07-31 | [34H] California Certified Emergency Standby Engine | Becton, Dickinson and Company | Frank Moton | 10020 Pacific Mesa Bl San Diego, CA | 92121 | G | EMERGENCY STANDBY ENGINE: CATERPILLAR DIESEL ENGINE, MODEL 3412, S/N BLG00357, RATED AT 1210 BHP, MODEL YEAR 2001, EPA TIER 1 CERTIFIED OF ENGINE FAMILY NUMBER 1CPXL27.0MRS, TURBOCHARGED, AFTERCOOLED, DRIVING A 800 KW GENERATOR. (985046-CCN-6/08) | 1 | 0 | 0 | 0 | 1 | Diesel | 800 | 1210 | 800 | 2021-12-31 | 113.00 | 2022-01-12 | 120.00 | 7 | 5600 | 5.087 | 32.9007 | -117.1921 | 1 | rooftop | 10020 | Pacific Mesa Blvd |  |  | San Diego | CA | San Diego County | 92121 | US | San Diego Geographic Information Source - JPA
APCD2008-PTO-985096 | Active | 2009-07-31 | [34H] California Certified Emergency Standby Engine | Olivenhain Municipal Water District | Tom Kennedy | End of Via Rancho Cielo Rancho Santa Fe, CA | 92067 | E | EMERGENCY DIESEL ENGINE: DETROIT DIESEL SERIES 60 (14L)-6063HV35, S/N SCMAF600IQ5, 550 BHP, TURBOCHARGED, AFTERCOOLED, TIER 3 CERTIFIED OF ENGINE FAMILY # 6DDX14.VLD, DRIVING A GENERATOR. 985096/SJE | 1 | 0 | 0 | 0 | 1 | Diesel |  | 550 | 410.135 | 2022-01-01 | 25.10 | 2022-01-01 | 25.60 | 0.5 | 205.0675 | 0.18628 | 33.005 | -117.2157 | 0.5 | place |  |  |  |  | Rancho Santa Fe | CA | San Diego County | 92067 | US | TIGER/LineÂ® dataset from the US Census Bureau
APCD2008-PTO-985112 | Active | 2009-07-31 | [34H] California Certified Emergency Standby Engine | American Assets Trust LP DBA AAT La Jolla Commons, LLC | Cheryl Mossa | 4747 Executive Dr San Diego, CA | 92121 | G | EMERGENCY STANDBY ENGINE: CATERPILLAR DIESEL ENGINE, MODEL C27 DITA, S/N DWR00534, RATED AT 998 BHP, MODEL YEAR 2008, EPA TIER 2 CERTIFIED OF ENGINE FAMILY NUMBER 8CPXL27.0ESX, TURBOCHARGED, AFTERCOOLED, DRIVING A 650 KW GENERATOR. (985112-CCN-9/08) | 1 | 0 | 0 | 0 | 1 | Diesel | 650 | 998 | 650 | 2021-12-16 | 230.40 | 2021-12-16 | 244.30 | 13.9 | 9035 | 8.2073 | 32.875 | -117.2038 | 1 | rooftop | 4747 | Executive Dr |  |  | San Diego | CA | San Diego County | 92121 | US | San Diego Geographic Information Source - JPA
APCD2008-PTO-985121 | Active | 2009-07-31 | [34W] Registered Engine (Rule 12) | Transportation & Storm Water Department | Bill Harris | 2781 Caminito Chollas San Diego, CA | 92015 | n/a | EMERGENCY GENERATOR: 67 BHP FORD MODEL LSG-8751-6005-A, PROPANE FIRED ENGINE, S/N 02848-B-28-RG, DRIVING A KOHLER MODEL 50RZ282 50 KW GENERATOR. 985121 EAD 3/27/07 | 0 | 0 | 0 | 1 | 1 | Propane | 50 | 67 | 50 | 2021-10-19 | 400.90 | 2021-10-19 | 418.10 | 17.2 | 860 | 0.70855 | 32.7816 | -117.1448 | 0.79 | nearest_rooftop_match | 2711 | Community Dr |  |  | San Diego | CA | San Diego County | 92108 | US | City of San Diego
APCD2008-PTO-985151 | Active | 2009-07-31 | [34H] California Certified Emergency Standby Engine | San Diego Zoo Global | Mark Logiman | 15500 San Pasqual Valley Road Escondido, CA | 92027 | D | EMERGENCY DIESEL ENGINE: MFR: JOHN DEERE, MODEL: 4045TF270E, S/N: PE4045T637322, 99 HP, TIER 2 CERTIFIED OF FAMILY# 6JDXL04.5057, TURBOCHARGED, DRIVING A 60 KW KOHLER GENERATOR (S/N 2145396). | 1 | 0 | 0 | 0 | 1 | Diesel | 60 | 99 | 60 | 2021-12-31 | 198.50 | 2022-03-10 | 210.00 | 11.5 | 690 | 0.62679 | 33.1005 | -117.0027 | 1 | rooftop | 15500 | San Pasqual Valley Rd |  |  | Escondido | CA | San Diego County | 92027 | US | San Diego Geographic Information Source - JPA
APCD2008-PTO-985164 | Active | 2009-07-31 | [34H] California Certified Emergency Standby Engine | Pacific Beacon LLC | San Bellas | 3695 Norman Scott Rd San Diego, CA | 92136 | S | EMERGENCY DIESEL ENGINE: DETROIT DIESEL 16V2000GB4 R163-8A36, S/N: 5362004056, 1495 HP, CERTIFIED OF FAMILY NO: 7MDDL31.8XRR, TURBOCHARGED, AFTERCOOLED, DRIVING A 1000 KW KOHLER GENERATOR. 985164/SJE | 1 | 0 | 0 | 0 | 1 | Diesel | 1000 | 1495 | 1000 | 2021-12-16 | 101.20 | 2022-07-05 | 113.10 | 11.9 | 11900 | 10.8099 | 32.7836 | -117.0549 | 0.7 | street_center |  | Norman Ln |  |  | San Diego | CA | San Diego County | 92120 | US | TIGER/LineÂ® dataset from the US Census Bureau
APCD2008-PTO-985165 | Active | 2009-07-31 | [34H] California Certified Emergency Standby Engine | Pacific Beacon LLC | San Bellas | 3695 Norman Scott Rd San Diego, CA | 92136 | S | EMERGENCY DIESEL ENGINE: JOHN DEERE 60690HF485X, S/N: RG6090L020488, 346 HP, EPA CERTIFIED OF FAMILY # 6JDXL09.0102, TURBOCHARGED, AFTERCOOLED, DRIVING A 230 KW KOHLER GENERATOR. 985165/SJE | 1 | 0 | 0 | 0 | 1 | Diesel | 230 | 346 | 230 | 2022-01-03 | 90.50 | 2022-01-03 | 95.20 | 4.7 | 1081 | 0.98197 | 32.7836 | -117.0549 | 0.7 | street_center |  | Norman Ln |  |  | San Diego | CA | San Diego County | 92120 | US | TIGER/LineÂ® dataset from the US Census Bureau
APCD2008-PTO-985190 | Active | 2009-07-31 | [34H] California Certified Emergency Standby Engine | San Diego Association of Governments | Michael Schwarting | 1977 Olympic Pkwy Chula Vista, CA | 91914 | Q | Internal combustion engine. Make: John Deere, model #: 4045HF285, Serial No. PE4045L006491 year of manufacture: 2007. Bhp: 126, diesel fueled. Equipped with turbo-charger and inter-cooler, engine certified family: 7JDXL06.8105. Drives an electrical emergency generator rated at 80 kw. JFT New Feb 01, 2008 | 1 | 0 | 0 | 0 | 1 | Diesel | 80 | 126 | 80 | [5 empty] | 0 | 0 | 32.6307 | -116.9777 | 1 | range_interpolation | 1977 | Olympic Pkwy |  |  | Chula Vista | CA | San Diego County | 91915 | US | TIGER/LineÂ® dataset from the US Census Bureau
APCD2008-PTO-985191 | Active | 2009-07-31 | [34H] California Certified Emergency Standby Engine | San Diego Association of Governments | Michael Schwarting | 139 Mount Miguel Ranch Rd Chula Vista, CA | 91914 | Q | Internal combustion engine. Make: John Deere, model #: 4045HF285, Serial No.: PE4045L006492, year of manufacture: 2007. Bhp: 126, diesel fueled. Equipped with turbo-charger and inter-cooler. Engine certified family: 7JDXL06.8105. Drives an electrical emergency generator rated at 80 kW. JFT New Feb 01, 2008 | 1 | 0 | 0 | 0 | 1 | Diesel | 80 | 126 | 80 | [5 empty] | 0 | 0 | 32.6369 | -117.0501 | 0.5 | place |  |  |  |  | Chula Vista | CA | San Diego County | 91910 | US | TIGER/LineÂ® dataset from the US Census Bureau
APCD2008-PTO-985192 | Active | 2009-07-31 | [34H] California Certified Emergency Standby Engine | San Diego Association of Governments | Michael Schwarting | 2047 San Miguel Ranch Rd Chula Vista, CA | 91914 | Q | Internal combustion engine. Make: John Ddeere, model #: 4045HF285, Serial No.: PE4045L006484. Year of manufacture: 2007. Bhp: 126, diesel fueled. Equipped with turbo-charger and inter-cooler, engine certified family: 7JDXL06.8105. Drives an electrical emergency generator rated at 80 kW. JFT New Feb 01, 2008 | 1 | 0 | 0 | 0 | 1 | Diesel | 80 | 126 | 80 | [5 empty] | 0 | 0 | 32.6242 | -117.0684 | 0.7 | street_center |  | San Miguel Ct |  |  | Chula Vista | CA | San Diego County | 91911 | US | TIGER/LineÂ® dataset from the US Census Bureau
APCD2008-PTO-985193 | Active | 2009-07-31 | [34H] California Certified Emergency Standby Engine | San Diego Association of Governments | Michael Schwarting | 2056 Olympic Pkwy Chula Vista, CA | 91914 | Q | Internal combustion engine. Make: John Deere, model #: 4045HF285, Serial No.: PE4045006482, year of manufacture: 2007. Bhp: 126, diesel fueled. Equipped with turbo-charger and inter-cooler. Engine certified family: 7JDXL06.8105. Drives an electrical emergency generator rated at 80 kW. JFT New Feb 01, 2008 | 1 | 0 | 0 | 0 | 1 | Diesel | 80 | 126 | 80 | 2021-11-19 | 319.00 | 2021-11-19 | 374.70 | 55.7 | 4456 | 4.0478 | 32.6304 | -116.9693 | 1 | range_interpolation | 2056 | Olympic Pkwy |  |  | Chula Vista | CA | San Diego County | 91915 | US | TIGER/LineÂ® dataset from the US Census Bureau
APCD2008-PTO-985194 | Active | 2009-07-31 | [34H] California Certified Emergency Standby Engine | San Diego Association of Governments | Michael Schwarting | 2188 East H St Chula Vista, CA | 91914 | Q | Internal combustion engine. Make: John Deere, model #: 4045HF285, Serial No.: PE4045006476, year of manufacture: 2007. Bhp: 126, diesel fueled. Equipped with turbo-charger and inter-cooler. Engine certified family: 7JDXL06.8105. Drives an electrical emergency generator rated at 80 kW. JFT New Feb 01, 2008 | 1 | 0 | 0 | 0 | 1 | Diesel | 80 | 126 | 80 | 2021-11-19 | 277.90 | 2021-11-19 | 311.70 | 33.8 | 2704 | 2.4563 | 32.6619 | -116.9746 | 0.77 | nearest_rooftop_match | 2215 | E H St E |  |  | Chula Vista | CA | San Diego County | 91914 | US | San Diego Geographic Information Source - JPA
APCD2008-PTO-985203 | Active | 2009-07-31 | [34W] Registered Engine (Rule 12) | Lemon Grove Fire Station #10 | Facility Engineer | 7853 Central Ave Lemon Grove, CA | 91945 | N | EMERGENCY DIESEL ENGINE: CUMMINS MODEL 4B-3.9, S/N: 4419203, 76 BHP, MODEL YEAR 1987, DRIVING A GENERATOR (KOHLER MODEL 20R0Z28). 985203/SJE | 1 | 0 | 0 | 0 | 1 | Diesel |  | 76 | 56.6732 | 2021-12-31 | 205.80 | 2022-04-21 | 219.30 | 13.5 | 765.0882 | 0.695 | 32.7387 | -117.0299 | 1 | rooftop | 7853 | Central Ave |  |  | Lemon Grove | CA | San Diego County | 91945 | US | San Diego Geographic Information Source - JPA
APCD2008-PTO-985224 | Active | 2009-07-31 | [34H] California Certified Emergency Standby Engine | USMC MCAS Miramar | General Manager | USMC Miramar San Diego, CA | 92145 | H | EMERGENCY ENGINE GENERATOR: CATERPILLAR DIESEL ENGINE, MODEL C9, 436HP, MODEL YEAR 2006, EPA TIER 3 CERTIFIED, TURBOCHARGED AND AFTERCOOLED, ENGINE FAMILY NUMBER 6CPXL08.8ESK, S/N: S9L01309, DRIVING A 300 KW GENERATOR. 985224 EFH | 1 | 0 | 0 | 0 | 1 | Diesel | 300 | 436 | 300 | 2022-01-01 | 155.30 | 2022-01-01 | 158.60 | 3.3 | 990 | 0.89931 | 32.8795 | -117.1612 | 1 | street_center |  | Miramar Rd |  |  | San Diego | CA | San Diego County | 92121 | US | TIGER/LineÂ® dataset from the US Census Bureau
APCD2008-PTO-985267 | Active | 2009-07-31 | [34H] California Certified Emergency Standby Engine | Tandem Diabetes Care Inc | Kandra Olsen | 11065 Roselle Street San Diego, CA | 92121 | G | EMERGENCY ENGINE: JOHN DEERE, MODEL 6068HF485T, DIESEL FIRED, 315 BHP, TURBOCHARGED, S/N PE6068L013829, TIER 3, ENGINE FAMILY NO. 7JDXL06.8101. (985267 ALC 01/08) | 1 | 0 | 0 | 0 | 1 | Diesel |  | 315 | 234.8955 | 2021-09-10 | 187.70 | 2021-09-10 | 190.60 | 2.9 | 681.197 | 0.61879 | 32.9057 | -117.229 | 1 | rooftop | 11065 | Roselle St |  |  | San Diego | CA | San Diego County | 92121 | US | San Diego Geographic Information Source - JPA
APCD2008-PTO-985285 | Active | 2009-07-31 | [34W] Registered Engine (Rule 12) | Coral Tree Plaza HOA | General Manager | 3634 7th Ave San Diego, CA | 92103 | M | EMERGENCY DIESEL ENGINE: ALLIS CHALMERS MODEL 2801-0704, S/N A35676TK, APPROXIMATELY 1800 HP, MODEL YEAR LATE 1970'S, DRIVING A GENERATOR. 985285/SJE | 1 | 0 | 0 | 0 | 1 | Diesel |  | 1800 | 1342.26 | 2021-11-09 | 231.60 | 2021-11-09 | 234.90 | 3.3 | 4429.458 | 4.0237 | 32.7437 | -117.1586 | 1 | rooftop | 3634 | 7th Ave |  |  | San Diego | CA | San Diego County | 92103 | US | San Diego Geographic Information Source - JPA
APCD2008-PTO-985368 | Active | 2009-07-31 | [34W] Registered Engine (Rule 12) | City Of El Cajon Fire Department | General Manager | 100 Lexington Ave E El Cajon, CA | 92020 | L | REGISTRATION OF DIESEL EMERGENCY BACKUP GENERATOR, MAKE KAMATSUI, 181 HP MODEL 671T, S/N 52412, APP#985368 | 1 | 0 | 0 | 0 | 1 | Diesel |  | 181 | 134.9717 | 2022-06-07 | 335.90 | 2022-06-07 | 338.40 | 2.5 | 337.4293 | 0.30652 | 32.7931 | -116.9617 | 0.9 | rooftop | 100 | E Lexington Ave |  |  | El Cajon | CA | San Diego County | 92020 | US | San Diego Geographic Information Source - JPA
APCD2008-PTO-985390 | Active | 2009-07-31 | [34H] California Certified Emergency Standby Engine | Hilton San Diego Convention Center Hotel | Facility Manager | 803 Gull St San Diego, CA | 92101 | N | INTERNAL COMBUSTION ENGINE. MAKE: CUMMINS, MODEL: QSK50-G4 NR2, SERIAL NO.: 33171561, YEAR OF MANUFACTURE: 2007. BHP: 2,220 HP. DIESEL FUELED. EQUIPPED WITH TURBOCHARGER AND AFTERCOOLER. ENGINE CERTIFIED FAMILY NO.: 7CEXL050.AAD. DRIVES AN EMERGENCY GENERATOR RATED AT 1,500 KW. JFT/APR08 | 1 | 0 | 0 | 0 | 1 | Diesel | 500 | 2220 | 500 | 2021-12-31 | 212.00 | 2022-02-14 | 220.00 | 8 | 4000 | 3.6336 | 32.7044 | -117.159 | 1 | range_interpolation | 803 | Gull St |  |  | San Diego | CA | San Diego County | 92101 | US | TIGER/LineÂ® dataset from the US Census Bureau
APCD2008-PTO-985401 | Active | 2009-07-31 | [34H] California Certified Emergency Standby Engine | U.S. TelePacific Corp dba TPX Communications | William T Donner | 8951 Complex Dr San Diego, CA | 92123 | J | ONE EMERGENCY ENGINE GENERATOR: CUMMINS DIESEL ENGINE, 755 BHP, LEAN BURN, 4 CYCLE, MODEL QSX15-G9, WITH TURBO-CHARGING AND AFTER-COOLING, EPA TIER 2, ENGINE FAMILY NUMBER 7CEXL015.AAB. S/N 31038252, DRIVING 350 KW GENERATOR. 985401 EFH | 1 | 0 | 0 | 0 | 1 | Diesel | 350 | 755 | 350 | 2021-12-09 | 123.10 | 2022-07-06 | 139.90 | 16.8 | 5880 | 5.3414 | 32.83 | -117.1343 | 1 | rooftop | 8951 | Complex Dr |  |  | San Diego | CA | San Diego County | 92123 | US | San Diego Geographic Information Source - JPA
APCD2008-PTO-985407 | Active | 2009-07-31 | [34H] California Certified Emergency Standby Engine | USMC Recruit Depot | Jesselton Gregorio | Barnett Av & Pacific Hy San Diego, CA | 92140 | M | EMERGENCY STANDBY ENGINE: 74BHP, DIESEL, JOHN DEERE MODEL 4045TF270, S/N PE4045T659720, TURBOCHARGED. ENGINE FAMILY 6JDXL04.5057, MODEL YR 2006. DRIVING A 55KW GENERATOR. 985407/JJA | 1 | 0 | 0 | 0 | 1 | Diesel | 55 | 74 | 55 | [5 empty] | 0 | 0 | 33.0263 | -117.2512 | 0.8 | intersection |  | Brand Crst |  |  | Encinitas | CA | San Diego County | 92024 | US | TIGER/LineÂ® dataset from the US Census Bureau
APCD2008-PTO-985408 | Active | 2009-07-31 | [34H] California Certified Emergency Standby Engine | UCSD Medical Center | Facility Manager | 7187 Convoy Ct San Diego, CA | 92111 | M | EMERGENCY ENGINE GENERATOR: CUMMINS DIESEL ENGINE, 755 BHP, LEAN BURN, 4 CYCLE, MODEL QSX15-G9, S/N 31038940, TURBOCHARGED, TIER 2, ENGINE YEAR 2004 FAMILY NUMBER 4NVXLO530ANF, DRIVING A 400 KW GENERATOR. APPL# 985408 EFH | 1 | 0 | 0 | 0 | 1 | Diesel | 400 | 755 | 400 | 2021-07-23 | 168.70 | 2021-07-23 | 174.50 | 5.8 | 2320 | 2.1075 | 32.8344 | -117.1629 | 1 | rooftop | 7187 | Convoy Ct |  |  | San Diego | CA | San Diego County | 92111 | US | Sandoval
APCD2008-PTO-985428 | Active | 2009-07-31 | [34H] California Certified Emergency Standby Engine | Sorrento Therapeutics Inc | Madison McLaughlin | 4939 Directors Place San Diego, CA | 92121 | G | EMERGENCY STANDBY ENGINE: 1120 BHP DETROIT DIESEL MODEL 12V2000 DIESEL ENGINE WITH TURBOCHARGING AND INNERCOOLING, EPA TIER 1, FAMILY 1DDXL31. 8X RE DRIVING A 750 KW GENERATOR. 985428/ALC | 1 | 0 | 0 | 0 | 1 | Diesel | 750 | 120 | 750 | 2022-06-03 | 70.30 | 2022-06-03 | 72.50 | 2.2 | 1650 | 1.4988 | 32.8937 | -117.2089 | 1 | rooftop | 4939 | Directors Pl |  |  | San Diego | CA | San Diego County | 92121 | US | San Diego Geographic Information Source - JPA
APCD2008-PTO-985435 | Active | 2009-07-31 | [34H] California Certified Emergency Standby Engine | City Heights Square | Owner Manager | 4065 43rd St San Diego, CA | 92105 | K | EMERGENCY STANDBY ENGINE: JOHN DEERE DIESEL ENGINE, MODEL 6068HF485, S/N PE6068L004917, RATED AT 315 BHP, MODEL YEAR 2007, EPA TIER 3 CERTIFIED OF ENGINE FAMILY NUMBER 7JDXL06.8101, TURBO CHARGED, AFTER COOLED, WITH VERTICAL EXHAUST RELEASE, DRIVING A 135 KW GENERATOR.(985435-CCN-4/08) | 1 | 0 | 0 | 0 | 1 | Diesel | 135 | 315 | 135 | 2021-10-12 | 143.10 | 2021-10-12 | 150.50 | 7.4 | 999 | 0.90748 | 32.7509 | -117.1018 | 1 | rooftop | 4065 | 43rd St |  |  | San Diego | CA | San Diego County | 92105 | US | San Diego Geographic Information Source - JPA
APCD2008-PTO-985436 | Active | 2009-07-31 | [34W] Registered Engine (Rule 12) | Agilent Technologies | Daniel Mac Neil | 11011 N Torrey Pines Rd La Jolla, CA | 92037 | I | EMERGENCY ENGINE: FORD, MODEL GSG-6491-6005-F, MODEL CODE NFF-1753-KBC, NATURAL GAS FIRED, 60 BHP, S/N 10045-G-12-TR. (985436 ALC 01/08) | 0 | 0 | 1 | 0 | 1 | Natural Gas |  | 60 | 44.742 | 2021-08-25 | 212.80 | 2021-08-25 | 214.10 | 1.3 | 58.1646 | 0.042242 | 32.9037 | -117.2429 | 1 | range_interpolation | 11011 | N Torrey Pines Rd |  |  | LA Jolla | CA | San Diego County | 92037 | US | TIGER/LineÂ® dataset from the US Census Bureau
APCD2008-PTO-985437 | Active | 2009-07-31 | [34W] Registered Engine (Rule 12) | Agilent Technologies | Daniel Mac Neil | 11011 N Torrey Pines Rd La Jolla, CA | 92037 | I | EMERGENCY ENGINE: DAYTON, MODEL 8936-0 (4W119), NATURAL GAS FIRED, 53 BHP, S/N 837374. (985437 ALC 01/08) | 0 | 0 | 1 | 0 | 1 | Natural Gas |  | 53 | 39.5221 | 2021-08-25 | 195.40 | 2021-08-25 | 196.70 | 1.3 | 51.3787 | 0.037314 | 32.9037 | -117.2429 | 1 | range_interpolation | 11011 | N Torrey Pines Rd |  |  | LA Jolla | CA | San Diego County | 92037 | US | TIGER/LineÂ® dataset from the US Census Bureau
APCD2008-PTO-985471 | Active | 2009-07-31 | [34W] Registered Engine (Rule 12) | Olivenhain Municipal Water District | Deputy General Manager | 14177 Rancho Santa Fe Farms Rancho Santa Fe, CA | 92067 | E | Registration of Existing Diesel Emergeny Backup Engine.Driven a Fire Pump Perkins, 110 HP, Model: PDFPLY6YT2504, S/N: U6273088, Original App# APCD2010-CER-985471 | 1 | 0 | 0 | 0 | 1 | Diesel |  | 110 | 82.027 | 2022-01-01 | 610.20 | 2022-01-01 | 611.20 | 1 | 82.027 | 0.074513 | 32.9726 | -117.1784 | 1 | range_interpolation | 14177 | Rancho Santa Fe Farms Rd |  |  | Rancho Santa Fe | CA | San Diego County | 92091 | US | TIGER/LineÂ® dataset from the US Census Bureau
APCD2008-PTO-985483 | Active | 2009-07-31 | [34H] California Certified Emergency Standby Engine | USN Submarine Base | Commanding Officer | Bldg 202 San Diego, CA | 92106 | I | EMERGENCY DIESEL ENGINE: PERKINS 3054C / CATERPILLAR C 4.4 CYCLE 94.5 HP, S/N: E4M04410, EPA TIER 2 CERTIFIED OF FAMILY #1104C-44T, TURBOCHARGED, DRIVING A 50 KW GENERATOR. 985485-SJE-12/07 | 1 | 0 | 0 | 0 | 1 | Diesel | 50 | 94.5 | 50 | 2021-06-17 | 310.50 | 2021-06-17 | 322.50 | 12 | 600 | 0.54504 | 32.7241 | -117.1709 | 0.5 | place |  |  |  |  | San Diego | CA | San Diego County | 92101 | US | TIGER/LineÂ® dataset from the US Census Bureau
APCD2008-PTO-985484 | Active | 2009-07-31 | [34H] California Certified Emergency Standby Engine | National University | Facility Manager | 3580 Aero Ct San Diego, CA | 92123 | J | EMERGENCY STANDBY ENGINE: JOHN DEERE DIESEL ENGINE, MODEL 4045TF270, 99 HPS, ENGINE S/N 4045T619920, TURBOCHARGED TIER 2 ENGINE FAMILY NUMBER 6JDXL04.5057 DRIVING A 50 KW GENERATOR, S/N 2127955. | 1 | 0 | 0 | 0 | 1 | Diesel | 50 | 99 | 50 | [5 empty] | 0 | 0 | 32.8076 | -117.1496 | 1 | rooftop | 3580 | Aero Ct |  |  | San Diego | CA | San Diego County | 92123 | US | Sandoval
APCD2008-PTO-985490 | Active | 2009-07-31 | [34C] Emergency Standby Engine | Ca St Dept of Transportation | Bill Kiel | 455 Thing Rd Tecate, CA | 91980 | R | EMERGENCY ENGINE: NATURAL GAS FUELED, GENERAL MOTORS VORTEC 8.1LS/N: 8P1L14995, 162 HP, DRIVING A 100 KW GENERATOR. 985490/SJE | 0 | 0 | 1 | 0 | 1 | Natural Gas | 100 | 162 | 100 | 2022-05-09 | 820.20 | 2022-05-09 | 820.60 | 0.4 | 40 | 0.02905 | 32.5779 | -116.6222 | 1 | rooftop | 455 | Thing Rd |  |  | Tecate | CA | San Diego County | 91980 | US | San Diego Geographic Information Source - JPA
APCD2008-PTO-985502 | Active | 2009-07-31 | [34H] California Certified Emergency Standby Engine | PLANNED PARENTHOOD SAN DIEGO & RIVERSIDE COUNTIES |  | 2017 FIRST AV SAN DIEGO, CA | 92101 | N | INTERNAL COMBUSTION ENGINE. MAKE: AB VOLVO PENTA, MODEL: TAD 1241 GE, SERIAL NO.D12 627140 D1A. DIESEL FUELED, BHP RATING: 507 HP. EQUIPPED WITH TURBOCHARGER AND AFTERCOOLER. CARB ENGINE FAMILY CERTIFICATION: 5VPXL12.1ACB ENGINE DRIVES AN ELECTRICAL EMERGENCY GENERATOR RATED AT 350 KW.JFT 985502 | 1 | 0 | 0 | 0 | 1 | Diesel | 350 | 507 | 350 | [5 empty] | 0 | 0 | 32.7265 | -117.1636 | 1 | rooftop | 2017 | 1st Ave |  |  | San Diego | CA | San Diego County | 92101 | US | San Diego Geographic Information Source - JPA
APCD2008-PTO-985515 | Active | 2009-07-31 | [34H] California Certified Emergency Standby Engine | US Border Patrol | Operations Manager | 32355 Old Hwy 80 Pine Valley, CA | 91962 | R | INTERNAL COMBUSTION ENGINE. MAKE: DETROIT DIESEL, MODEL R1236A36, SERIAL NO: 5352004962. BHP: 1120, DIESEL FUELED, TURBO CHARGED AND AFTER COOLED CERTIFIED ENGINE TIER 2, ENGINE FAMILY: 7MDDL31.8XRR. DRIVES AN ELECTRICAL EMERGENCY GENERATOR RATED AT 750 KW. JFT SEP/08 | 1 | 0 | 0 | 0 | 1 | Diesel | 750 | 62 | 750 | 2021-05-27 | 573.50 | 2022-06-08 | 581.30 | 7.8 | 5850 | 5.3141 | 32.7284 | -116.4812 | 1 | range_interpolation | 32355 | Old Hwy 80 |  |  | Pine Valley | CA | San Diego County | 91962 | US | TIGER/LineÂ® dataset from the US Census Bureau
APCD2008-PTO-985516 | Active | 2009-07-31 | [34H] California Certified Emergency Standby Engine | EastGroup Properties, L.P. c/o IDS Real Estate Group | Matt Traino | 1440 Innovative Dr San Diego, Ca | 92154 | S | EMERGENCY DIESEL ENGINE: JOHN DEERE 4045 SERIES, S/N: PE4045T652489, 94 BHP,CALIFORNIA ATCM TIER 2 COMPLIANT, MODEL YEAR 2007, TURBOCHARGED, DRIVING A1500 GPM FIRE PUMP, CLARK FIRE PUMP MODEL JU4H-UF40. 985516/SJE | 1 | 0 | 0 | 0 | 1 | Diesel |  | 94 | 70.0958 | 2021-08-12 | 234.90 | 2021-08-12 | 250.70 | 15.8 | 1107.5136 | 1.0061 | 32.5716 | -117.002 | 1 | rooftop | 1440 | Innovative Dr |  |  | San Diego | CA | San Diego County | 92154 | US | San Diego Geographic Information Source - JPA
APCD2008-PTO-985517 | Active | 2009-07-31 | [34H] California Certified Emergency Standby Engine | SCRIPPS HEALTH | CHRIS NICHOLSON | 9535 WAPLES ST STE B SAN DIEGO, CA | 92121 | G | EMERGENCY STANDBY ENGINE: PERKINS DIESEL ENGINE, MODEL 1106D, S/N E6M00244 RATED AT 217 BHP, MODEL YEAR 2006, EPA TIER 3 CERTIFIED OF ENGINE FAMILY NUMBER 6PKXL06.6PJ1, TURBOCHARGED, AFTERCOOLED, DRIVING A 125 KW GENERATOR. (985517-CCN-2/08) | 1 | 0 | 0 | 0 | 1 | Diesel | 125 | 217 | 125 | 2021-12-31 | 291.60 | 2022-04-15 | 301.30 | 9.7 | 1212.5 | 1.1014 | 32.9026 | -117.1825 | 1 | rooftop | 9535 | Waples St | Ste | B | San Diego | CA | San Diego County | 92121 | US | San Diego Geographic Information Source - JPA
APCD2008-PTO-985751 | Active | 2009-07-31 | [34H] California Certified Emergency Standby Engine | USN Submarine Base | Commanding Officer | Bldg 202 San Diego, CA | 92106 | I | Emergency standby engine: Caterpillar diesel engine, Model C9, rated at 398 bhp, S/N S9L00722, Model Year 2006, EPA Tier 3 certified of Engine Family Number 6CPXL08.8ESK, driving a 297 kW (APPL# 985751 EFH)(APCD2011-APP-001536/CCN/April 2011) | 1 | 0 | 0 | 0 | 1 | Diesel | 297 | 398 | 297 | 2021-06-17 | 278.00 | 2021-06-17 | 283.00 | 5 | 1485 | 1.349 | 32.7241 | -117.1709 | 0.5 | place |  |  |  |  | San Diego | CA | San Diego County | 92101 | US | TIGER/LineÂ® dataset from the US Census Bureau
APCD2008-PTO-985752 | Active | 2009-07-31 | [34H] California Certified Emergency Standby Engine | USN Submarine Base | Commanding Officer | Bldg 202 San Diego, CA | 92106 | I | EMERGENCY ENGINE GENERATOR: JOHN DEERE DIESEL ENGINE, MODEL 5030HF270B, 96HP, S/N PE5030H136355, ENGINE YEAR 2007, TIER 2, EPA FAMILY NO. 7JDXL03.0064, DRIVING A 60 KW GENERATOR. 985752 EFH | 1 | 0 | 0 | 0 | 1 | Diesel | 60 | 96 | 60 | 2021-06-17 | 434.80 | 2021-06-17 | 446.80 | 12 | 720 | 0.65404 | 32.7241 | -117.1709 | 0.5 | place |  |  |  |  | San Diego | CA | San Diego County | 92101 | US | TIGER/LineÂ® dataset from the US Census Bureau
APCD2008-PTO-985756 | Active | 2009-07-31 | [34H] California Certified Emergency Standby Engine | City of El Cajon | Supervisor Manager | 1470 Madison Av E El Cajon, CA | 92019 | L | EMERGENCY STANDBY ENGINE: JOHN DEERE DIESEL ENGINE, MODEL 4045HF285I, S/N PE4045L025360, RATED AT 158 BHP, MODEL YEAR 2006, EPA TIER 2 CERTIFIED OF ENGINE FAMILY NUMBER 6JDXL06.8105, TURBOCHARGED, DRIVING A 100 KW GENERATOR (985756-CCN-2/08) | 1 | 0 | 0 | 0 | 1 | Diesel | 100 | 158 | 100 | 2022-06-07 | 50.10 | 2022-06-07 | 51.60 | 1.5 | 150 | 0.13626 | 32.8003 | -116.9281 | 0.9 | range_interpolation | 1470 | E Madison Ave |  |  | El Cajon | CA | San Diego County | 92019 | US | TIGER/LineÂ® dataset from the US Census Bureau
APCD2008-PTO-985765 | Active | 2009-07-31 | [34H] California Certified Emergency Standby Engine | High Point Pump Station | Facility Manager | 2400 Woodland Heights Glen Escondido, CA | 92026 | B | EMERGENCY ENGINE: JOHN DEERE, MODEL 6090HF485, DIESEL FIRED, 385 BHP, TURBOCHARGED, S/N RG6090L029375, ENGINE FAMILY NO. 7JDXL09.0102. (985765 ALC 04/08) | 1 | 0 | 0 | 0 | 1 | Diesel |  | 385 | 287.0945 | 2022-04-04 | 98.40 | 2022-04-04 | 98.40 | 0 | 0 | 0 | 33.1761 | -117.1318 | 1 | range_interpolation | 2400 | Woodland Heights Gln |  |  | Escondido | CA | San Diego County | 92026 | US | TIGER/LineÂ® dataset from the US Census Bureau
APCD2008-PTO-985772 | Active | 2009-07-31 | [34H] California Certified Emergency Standby Engine | La Costa Glen Carlsbad | Facility Manager | 1991 Lancewood Ln Carlsbad, CA | 92009 | E | EMERGENCY DIESEL ENGINE: CUMMINS QSL9-G2, S/N: 46527093, 317 HP, TIER 3 CERTIFIED OF FAMILY# 5CEXL0540AAB, TURBOCHARGED, AFTERCOOLED, DRIVING A 150 KW GENERATOR. 985772-SJE-11/2007 | 1 | 0 | 0 | 0 | 1 | Diesel | 150 | 317 | 150 | [5 empty] | 0 | 0 | 33.0801 | -117.2697 | 1 | range_interpolation | 1991 | Lancewood Ln |  |  | Carlsbad | CA | San Diego County | 92009 | US | TIGER/LineÂ® dataset from the US Census Bureau
APCD2008-PTO-985792 | Active | 2009-07-31 | [34C] Emergency Standby Engine | City of SD Comm Div (Encanto Standpipe) | Deputy Director | 6800 Aviation Dr San Diego, CA | 92114 | N | EMERGENCY ENGINE: PROPANE FUELED, GENERAL MOTORS VORTEC 8.1L S/N: 8.1L-09811, 150 HP, EQUIPPED WITH DCL INTERNATIONAL MINE-X MODEL 3-DC45 CATALYTIC CONVERTER, DRIVING A 80 KW GENERATOR. 985792/SJE | 0 | 0 | 0 | 1 | 1 | Propane | 80 | 150 | 80 | 2021-09-22 | 274.60 | 2022-05-31 | 285.70 | 11.1 | 888 | 0.73162 | 32.7046 | -117.0523 | 0.88 | nearest_rooftop_match | 6780 | Aviation Dr |  |  | San Diego | CA | San Diego County | 92114 | US | San Diego Geographic Information Source - JPA
APCD2008-PTO-985793 | Active | 2009-07-31 | [34C] Emergency Standby Engine | City Of SD COMM DIV (Cowles Mt) | Facility Manager | 6950 Barker Wy San Diego, CA | 92119 | J | EMERGENCY ENGINE PROPANE FUELED GENERAL MOTORS VORTEC 8.1L S/N: 8.1L-15888 162 HP WITH MINE-X MODEL 2-DC46-X CATALYTIC CONVERTER AND A/F CONTROLLER DRIVING A 100 KW GENERATOR. 985793-SJE-2/2008 | 0 | 0 | 0 | 1 | 1 | Propane | 100 | 162 | 100 | [5 empty] | 0 | 0 | 32.8101 | -117.021 | 1 | range_interpolation | 6950 | Barker Way |  |  | San Diego | CA | San Diego County | 92119 | US | TIGER/LineÂ® dataset from the US Census Bureau
APCD2008-PTO-985798 | Active | 2009-07-31 | [34C] Emergency Standby Engine | USN Outlying Landing Field (NOLF) | Commanding Officer | Foot of 13th St Bldg 186 Imperial Beach, CA | 91932 | O | EMERGENCY ENGINE: PROPANE FUELED, GENERAL MOTORS VORTEC 4.3L S/N: 4P3L44000, 75 HP, EQUIPPED WITH MINE-X MODEL 2-DC45-3 CATALYTIC CONVERTER, DRIVING A 45 KW GENERATOR. 985798/SJE | 0 | 0 | 0 | 1 | 1 | Propane | 45 | 75 | 45 | [5 empty] | 0 | 0 | 32.5783 | -117.1055 | 1 | street_center |  | 13th St |  |  | Imperial Beach | CA | San Diego County | 91932 | US | TIGER/LineÂ® dataset from the US Census Bureau
APCD2008-PTO-985812 | Active | 2009-07-31 | [34W] Registered Engine (Rule 12) | City of San Diego, Communications Division (North City) | Facility Manager | 16255 Bandy Canyon Rd Escondido, CA | 92025 | D | EMERGENCY ENGINE GENERATOR: MFR: FORD, MODEL: LSG-8751-6005-A, S/N 02830 B-28-RG, 94HP, PROPANE ENGINE DRIVING A 50 KW GENERATOR. | 0 | 0 | 0 | 1 | 1 | Propane | 50 | 94 | 50 | 2021-07-06 | 1882.10 | 2021-07-06 | 1897.80 | 15.7 | 785 | 0.64676 | 33.0738 | -116.9865 | 1 | rooftop | 16255 | Bandy Canyon Rd |  |  | Escondido | CA | San Diego County | 92025 | US | San Diego Geographic Information Source - JPA
APCD2008-PTO-985813 | Active | 2009-07-31 | [34W] Registered Engine (Rule 12) | City Of SD COMM DIV (San Ysidro) | Facility Manager | 4515 Otay Mesa Rd San Diego, CA | 92173 | O | EMERGENCY ENGINE GENERATOR: FORD PROPANE ENGINE, MODEL LSG-8751-6005-A,94HP, S/N 02845 B-28 RG, DRIVING AND ELECTRIC GENERATOR.985813 EFH | 0 | 0 | 0 | 1 | 1 | Propane |  | 94 | 70.0958 | [5 empty] | 0 | 0 | 32.5631 | -117.0386 | 0.9 | range_interpolation | 4515 | Otay Mesa Rd |  |  | San Ysidro | CA | San Diego County | 92173 | US | TIGER/LineÂ® dataset from the US Census Bureau
APCD2008-PTO-985815 | Active | 2009-07-31 | [34W] Registered Engine (Rule 12) | City Of SD COMM DIV (Black Mt.) | Facility Manager | 9700 Laurentian Dr San Diego, CA | 92129 | F | EMERGENCY ENGINE GENERATOR FORD PROPANE ENGINE MODEL LSG-8751-6005-A 94 HP, S/N 02831 B-28-RG. APP 985815 EFH | 0 | 0 | 0 | 1 | 1 | Propane |  | 94 | 70.0958 | 2022-03-29 | 442.80 | 2022-03-29 | 444.70 | 1.9 | 133.182 | 0.10973 | 32.9817 | -117.1162 | 0.89 | nearest_rooftop_match | 9690 | Laurentian Dr |  |  | San Diego | CA | San Diego County | 92129 | US | San Diego Geographic Information Source - JPA
APCD2008-PTO-985816 | Active | 2009-07-31 | [34W] Registered Engine (Rule 12) | City Of SD COMM DIV (MT. Soledad) | Facility Manager | 2077 Via Casa Alta San Diego, CA | 92037 | I | EMERGENCY ENGINE GENERATOR: FORD PROPANE ENGINE, MODEL LSG-8751-6005, 94HP,S/N 02847-B-28RG, DRIVING A 50KW GENERATOR.APPL# 985816 EFH | 0 | 0 | 0 | 1 | 1 | Propane | 50 | 94 | 50 | [5 empty] | 0 | 0 | 32.8395 | -117.2522 | 0.9 | rooftop | 2077 | Via Casa Alta |  |  | LA Jolla | CA | San Diego County | 92037 | US | San Diego Geographic Information Source - JPA
APCD2008-PTO-985817 | Active | 2009-07-31 | [34W] Registered Engine (Rule 12) | City of San Diego, Communications Division (Wild Animal Park) | Facility Manager | 17400 Old Battlefield Rd Escondido, CA | 92027 | D | EMERGENCY ENGINE GENERATOR: MFR: FORD, MODEL: LSG-4231-6005-F, S/N: 06231 A 24-RG, 82 HP PROPANE ENGINE DRIVING A 30kW GENERATOR. | 0 | 0 | 0 | 1 | 1 | Propane | 30 | 82 | 30 | 2021-07-06 | 1786.90 | 2021-07-06 | 1912.10 | 125.2 | 3756 | 3.0946 | 33.107 | -117.002 | 0.7 | street_center |  | Old Battlefield Rd |  |  | Escondido | CA | San Diego County | 92027 | US | TIGER/LineÂ® dataset from the US Census Bureau
APCD2008-PTO-985819 | Active | 2009-07-31 | [34H] California Certified Emergency Standby Engine | USMC Base Public Utilities U02 | Air Quality Section | Building 530643 Camp Pendleton, CA | 92055 | A | EMERGENCY STANDBY ENGINE: JOHN DEERE DIESEL ENGINE, MODEL 4045TF270, S/N PE4045T659605, RATED AT 99 BHP, MODEL YEAR 2007, EPA TIER 2 CERTIFIED OF ENGINE FAMILY NUMBER 7JDXL04.5057, TURBOCHARGED, DRIVING A 55 KW GENERATOR. (985819-CCN-6/08) BLDG 530643 | 1 | 0 | 0 | 0 | 1 | Diesel | 55 | 99 | 55 | [5 empty] | 0 | 0 | 33.3877 | -117.4448 | 0.5 | place |  |  |  |  | Camp Pendleton | CA | San Diego County | 92055 | US | TIGER/LineÂ® dataset from the US Census Bureau
APCD2008-PTO-985821 | Active | 2009-07-31 | [34H] California Certified Emergency Standby Engine | San Diego Creekside, LLC | c/o Longfellow Property Management | Marcelo Ramirez,10220 Sorrento Valley Rd San Diego, CA | 92121 | G | EMERGENCY DIESEL ENGINE: PERKINS / CATERPILLAR D150-8-C6.6ACERT, S/N: E6M00730, 230 HP, TIER 3 CERTIFIED OF FAMILY# 6PKXL06.6PJ1, AFTERCOOLED, DRIVING A 150 KW GENERATOR. 985821/SJE | 1 | 0 | 0 | 0 | 1 | Diesel | 150 | 230 | 150 | 2021-09-02 | 109.80 | 2022-01-18 | 135.20 | 25.4 | 3810 | 3.461 | 32.8897 | -117.2108 | 1 | rooftop | 10220 | Sorrento Valley Rd |  |  | San Diego | CA | San Diego County | 92121 | US | San Diego Geographic Information Source - JPA
APCD2008-PTO-985876 | Active | 2009-07-31 | [34H] California Certified Emergency Standby Engine | Symphony Terrace | General Manager | 1333 8th Ave San Diego, CA | 92101 | N | EMERGENCY ENGINE: VOLVO, MODEL TAD952VE, 268 BHP, DIESEL FIRED,TURBOCHARGED, S/N 7009147580, ENGINE FAMILY NO. 7VPXL09.4BAA. DRIVING AN ELECTRICAL GENERATOR (985876 ALC 08/08) | 1 | 0 | 0 | 0 | 1 | Diesel |  | 268 | 199.8476 | 2021-07-29 | 49.70 | 2021-07-29 | 52.20 | 2.5 | 499.619 | 0.45385 | 32.7191 | -117.1572 | 1 | rooftop | 1333 | 8th Ave |  |  | San Diego | CA | San Diego County | 92101 | US | San Diego Geographic Information Source - JPA
APCD2008-PTO-985909 | Active | 2009-07-31 | [34H] California Certified Emergency Standby Engine | R&L Transfer Inc | Kenny Williams | 8385 Miramar Mall San Diego, CA | 92121 | G | INTERNAL COMBUSTION ENGINE, MAKE: CUMMINS, MODEL: QSM11-G4, SERIAL NUMBER 35211828, 470 HP. DIESEL FUELED, EQUIPPED WITH TURBOCHARGER AND AFTERCOOLER. CARB ENGINE FAMILY CERTIFICATION: TIER 3, 7CEXLO66AAH. DRIVES AN ELECTRICAL EMERGENCY GENERATOR RATED AT 300 KW985909/JFT | 1 | 0 | 0 | 0 | 1 | Diesel | 3009 | 470 | 3009 | 2021-12-27 | 248.00 | 2022-02-11 | 260.00 | 12 | 36108 | 32.8003 | 32.8795 | -117.1817 | 1 | rooftop | 8385 | Miramar Mall |  |  | San Diego | CA | San Diego County | 92121 | US | San Diego Geographic Information Source - JPA
APCD2008-PTO-985914 | Active | 2009-07-31 | [34W] Registered Engine (Rule 12) | City of San Diego | General Manager | 1970 B St San Diego, CA | 92102 | S | EMERGENCY PROPANE ENGINE: FORD LSG-4231-6005F, S/N 16719R-17-RM 52 BHP, MODEL YEAR 1991, TURBOCHARGED, DRIVING A GENERATOR (KOHLER 30RZ262). 985914/SJE | 0 | 0 | 0 | 1 | 1 | Propane |  | 52 | 38.7764 | 2021-12-15 | 479.10 | 2021-12-15 | 491.20 | 12.1 | 469.1944 | 0.38657 | 32.718 | -117.1462 | 1 | range_interpolation | 1970 | B St |  |  | San Diego | CA | San Diego County | 92102 | US | TIGER/LineÂ® dataset from the US Census Bureau
APCD2008-PTO-985935 | Active | 2009-07-31 | [34H] California Certified Emergency Standby Engine | CBRE-Union Bank | Ike Stansberry | 9865 Towne Centre Dr., Bldg C San Diego, CA | 92121 | G | EMERGENCY ENGINE GENERATOR: DETROIT DIESEL ENGINE, MODEL 6063AV35, 490 HP, S/N 06R1001183, MODEL YEAR 2007, EPA TIER 3, ENGINE FAMILY# 7DDXL14.OVLD, TURBOCHARGED, DRIVING A 300 KW GENERATOR. APP# 985935 EFH | 1 | 0 | 0 | 0 | 1 | Diesel | 300 | 490 | 300 | 2021-07-30 | 155.40 | 2021-07-30 | 157.00 | 1.6 | 480 | 0.43603 | 32.8862 | -117.2148 | 1 | rooftop | 9865 | Towne Centre Dr | Bldg | C | San Diego | CA | San Diego County | 92121 | US | San Diego Geographic Information Source - JPA
APCD2008-PTO-985965 | Active | 2009-07-31 | [34W] Registered Engine (Rule 12) | SD CO of Public Works |  | 20745 State Park Rd Palomar Mountain, CA | 92060 | B | REGISTRATION OF EXISTING DIESEL STANDBY ENGINE, MAKE CUMMINS, MODEL 4B 3.9S/N 44264263, HP 66, ORIG. APP# 985965 | 1 | 0 | 0 | 0 | 1 | Diesel |  | 66 | 49.2162 | 2021-10-07 | 840.10 | 2021-10-07 | 841.30 | 1.2 | 59.0594 | 0.053649 | 33.3179 | -116.8836 | 1 | rooftop | 20745 | State Park Rd |  |  | Palomar Mountain | CA | San Diego County | 92060 | US | San Diego Geographic Information Source - JPA
APCD2008-PTO-985976 | Active | 2009-07-31 | [34H] California Certified Emergency Standby Engine | USMC Base Public Utilities U07 | Air Quality Section | Building 170831 Camp Pendleton, CA | 92055 | A | EMERGENCY ENGINE GENERATOR: CUMMINS DIESEL ENGINE, MODEL QSX15-G9, 755 HP, S/N 79283905 TURBOCHARGED AND AFTERCOOLED, MODEL YEAR 2007, TIER 3, ENGINE FAMILY NO. 7CEXL015.AAB, DRIVING A 500 KW GENERATOR. 985976 EFH BLDG 170831 | 1 | 0 | 0 | 0 | 1 | Diesel | 500 | 755 | 500 | [5 empty] | 0 | 0 | 33.3877 | -117.4448 | 0.5 | place |  |  |  |  | Camp Pendleton | CA | San Diego County | 92055 | US | TIGER/LineÂ® dataset from the US Census Bureau
APCD2008-PTO-985977 | Active | 2009-07-31 | [34H] California Certified Emergency Standby Engine | USMC Base Public Utilities U02 | Air Quality Section | Camp Pendleton Camp Pendleton, CA | 92055 | A | EMERGENCY ENGINE GENERATOR: CUMMINS DIESEL ENGINE, MODEL QSL9-G3-NR3, 399 HP MODEL YEAR 2007, EPA TIER 3, ENGINE FAMILY NO. 7CEXL050AAB, TURBOCHARGED AND AFTERCOOLED, S/N 21807910, DRIVING A 250 KW GENERATOR. 985977 EFH (Building 2655 - FMD storage lot) | 1 | 0 | 0 | 0 | 1 | Diesel | 250 | 399 | 250 | [5 empty] | 0 | 0 | 33.3877 | -117.4448 | 1 | place |  |  |  |  | Camp Pendleton | CA | San Diego County | 92055 | US | TIGER/LineÂ® dataset from the US Census Bureau
APCD2008-PTO-985978 | Active | 2009-07-31 | [34H] California Certified Emergency Standby Engine | USMC Base Public Utilities U20 | Air Quality Section | Building 14831 Camp Pendleton, CA | 92055 | A | EMERGENCY ENGINE GENERATOR: CUMMINS DIESEL ENGINE, MODEL QSL9-G2-NR3, 364HP, S/N 21809478 TURBOCHARGED AND AFTERCOOLED, MODEL YEAR 2007, TIER 3, ENGINE FAMILY N0. 7CEXL0540AAB, DRIVING A 100 KW BLDG 140831 985978 EFH | 1 | 0 | 0 | 0 | 1 | Diesel | 100 | 364 | 100 | [5 empty] | 0 | 0 | 33.3877 | -117.4448 | 0.5 | place |  |  |  |  | Camp Pendleton | CA | San Diego County | 92055 | US | TIGER/LineÂ® dataset from the US Census Bureau
APCD2008-PTO-985985 | Active | 2009-07-31 | [34H] California Certified Emergency Standby Engine | CITY OF OCEANSIDE |  | 3350 MISSION AV OCEANSIDE, CA | 92056 | C | EMERGENCY ENGINE GENERATOR: JOHN DEERE DIESEL ENGINE MODEL 6090HF485 385HP MODEL YEAR 2006 TIER 3 TURBOCHARGED ENGINE FAMILY NUMBER 6JDXL090102 S/N RG6090L026456 DRIVING A 250KW GENERATOR. 985985 EFH | 1 | 0 | 0 | 0 | 1 | Diesel | 250 | 385 | 250 | 2022-03-10 | 167.20 | 2022-03-10 | 170.50 | 3.3 | 825 | 0.74942 | 33.2181 | -117.3424 | 1 | rooftop | 3350 | Mission Ave |  |  | Oceanside | CA | San Diego County | 92058 | US | San Diego Geographic Information Source - JPA
APCD2008-PTO-986023 | Active | 2009-07-31 | [34W] Registered Engine (Rule 12) | InSite Wireless Group/InSite Towers, LLC | Bill Stonebraker | 910 Washingtonia Dr San Marcos, CA | 92078 | E | REGISTRATION OF EXISTING DIESEL STANDBY GENERATOR, MAKE JOHN DEERE, 134 HP, MODEL 6059TF001, S/N: T06059T322791, ORIG. APP 986023 | 1 | 0 | 0 | 0 | 1 | Diesel |  | 134 | 99.9238 | [5 empty] | 0 | 0 | 33.1036 | -117.155 | 0.9 | rooftop | 910 | Washingtonia Dr |  |  | Escondido | CA | San Diego County | 92029 | US | San Diego Geographic Information Source - JPA
APCD2008-PTO-986031 | Active | 2009-07-31 | [34H] California Certified Emergency Standby Engine | San Elijo Water Reclamation Authority | General Manager | 2690 Manchester Av Cardiff, CA | 92007 | E | EMERGENCY ENGINE GENERATOR: JOHN DEERE DIESEL ENGINE, MODEL 6068HF285K, 237 HP, MODEL YEAR 2009, S/N PE 6068LO77525, TIER 3 CERTIFIED, ENGINE FAMILY NUMBER 9JDXLO6.8104, TURBOCHARGED AND AFTERCOOLED, DRIVING A 155 KW GENERATOR.986031 EFH | 1 | 0 | 0 | 0 | 1 | Diesel | 155 | 237 | 155 | [5 empty] | 0 | 0 | 38.9502 | -123.6615 | 0.5 | place |  |  |  |  | Manchester | CA | Mendocino County | 95459 | US | TIGER/LineÂ® dataset from the US Census Bureau
APCD2008-PTO-986032 | Active | 2009-07-31 | [34H] California Certified Emergency Standby Engine | Pauma Valley Community Services District | Mindy Houser | 33129 Cole Grade Road Pauma Valley, CA | 92061 | B | EMERGENCY STANDBY ENGINE: JOHN DEERE DIESEL ENGINE, MODEL 4045HF285, 158HP, S/N: PE4045L025397, ENGINE YEAR 2007, TIER 3, EPA FAMILY NO. 7JDXL06.8105, DRIVING A 100KW GENERATOR. 986032 EFH | 1 | 0 | 0 | 0 | 1 | Diesel | 100 | 158 | 100 | 2021-06-16 | 235.50 | 2021-06-16 | 255.50 | 20 | 2000 | 1.8168 | 33.3115 | -116.9991 | 1 | rooftop | 33129 | Cole Grade Rd |  |  | Pauma Valley | CA | San Diego County | 92061 | US | San Diego Geographic Information Source - JPA
APCD2008-PTO-986037 | Active | 2009-07-31 | [34H] California Certified Emergency Standby Engine | Takeda California Inc | Facility EHS | 9625 Towne Centre Drive San Diego, CA | 92121 | G | EMERGENCY DIESEL ENGINE: VOLVO TAD1641GE, S/N: D16-025479-C3-A, 757 HP, TIER 2 CERTIFIED OF FAMILY# 7VPXL16.1ACB, TURBOCHARGED, AFTERCOOLED, DRIVING A 500 KW GENERATOR. 986037/SJE | 1 | 0 | 0 | 0 | 1 | Diesel | 500 | 757 | 500 | 2021-07-30 | 106.40 | 2021-07-30 | 113.90 | 7.5 | 3750 | 3.4065 | 32.8824 | -117.2088 | 1 | range_interpolation | 9625 | Towne Centre Dr |  |  | San Diego | CA | San Diego County | 92121 | US | TIGER/LineÂ® dataset from the US Census Bureau
APCD2008-PTO-986078 | Active | 2009-07-31 | [34H] California Certified Emergency Standby Engine | Arena Pharmaceuticals | Mark Bouchard | 6154 Nancy Ridge Dr San Diego, CA | 92121 | G | EMERGENCY STANDBY ENGINE DETROIT DIESEL ENGINE MODEL 12V2000G44 735 HP, MODEL YEAR 2006 S/N 159979-0408 TURBOCHARGED AND AFTERCOOLED TIER 2 ENGINE FAMILY NO. 6DDXL31.8XRR DRIVING A 650 KW GENERATOR. 986078 EFH | 1 | 0 | 0 | 0 | 1 | Diesel | 650 | 735 | 650 | 2021-09-02 | 28.00 | 2021-09-02 | 31.00 | 3 | 1950 | 1.7714 | 32.8893 | -117.1844 | 1 | rooftop | 6154 | Nancy Ridge Dr |  |  | San Diego | CA | San Diego County | 92121 | US | San Diego Geographic Information Source - JPA
APCD2008-PTO-986079 | Active | 2009-07-31 | [34H] California Certified Emergency Standby Engine | Viacyte Inc | Joshua Landers | 15222 Avenue of Science Suites B&C San Diego, CA | 92128 | F | I.C. DIESEL ENGINE. MAKE: PERKINS-CATERPILLAR, MODEL: 2690 1800 D150SERIAL NO. CAT0066 PSDA00252. BHP RATING: 230 HP. EQUIPPED WITH TURBOCHARGER AND AFTERCOOLER. CARB ENGINE FAMILY CERTIFICATION: TIER 3, 6PKXL06.6PJ1. DRIVES AN ELECTRICAL EMERGENCY GENERATOR RATED AT 150 KW. JFT JUN/08 | 1 | 0 | 0 | 0 | 1 | Diesel | 150 | 52 | 150 | 2022-04-01 | 262.00 | 2022-04-01 | 266.80 | 4.8 | 720 | 0.65404 | 32.9919 | -117.0821 | 1 | rooftop | 15222 | Ave Of Science |  |  | San Diego | CA | San Diego County | 92128 | US | San Diego Geographic Information Source - JPA
APCD2008-PTO-986094 | Active | 2009-07-31 | [34H] California Certified Emergency Standby Engine | Legoland Califonria LLC | Facility Manager | One Legoland Dr Carlsbad, CA | 92008 | C | EMERGENCY STANDBY ENGINE: JOHN DEERE DIESEL ENGINE, MODEL 4045HF285I, S/NPE4045L029779, RATED AT 158 BHP, MODEL YEAR 2007, EPA TIER 3 CERTIFIED OF ENGINE FAMILY NUMBER 7JDXL06.8105, TURBO CHARGED, DRIVING A 100 KW GENERATOR(986094-CCN-6/08) | 1 | 0 | 0 | 0 | 1 | Diesel | 100 | 158 | 100 | 2022-02-11 | 69.40 | 2022-02-11 | 69.90 | 0.5 | 50 | 0.04542 | 33.1442 | -117.3194 | 1 | place |  |  |  |  | Carlsbad | CA | San Diego County | 92008 | US | TIGER/LineÂ® dataset from the US Census Bureau
APCD2008-PTO-986100 | Active | 2009-07-31 | [34H] California Certified Emergency Standby Engine | Nitto Denko Technical Corporation | General Manager | 501 Via Del Monte Oceanside, CA | 92058 | A | INTERNAL COMBUSTION ENGINE. MAKE: JOHN DEERE, MODEL: 6068HF285K, SERIAL NO. PE6068L033088. BHP RATING: 237 HP, DIESEL FUELED, EQUIPPED WITH TURBOCHARGER AND AFTERCOOLER. ENGINE CARB FAMILY CERTIFICATION: TIER 3, 8JDXL06.8104. ENGINE DRIVES AN ELECTRICAL EMERGENCY GENERATOR RATED AT 150 KW.986100/JFT/MAY2008 | 1 | 0 | 0 | 0 | 1 | Diesel | 150 | 88 | 150 | 2021-08-05 | 140.90 | 2021-08-05 | 151.20 | 10.3 | 1545 | 1.4035 | 33.2142 | -117.3545 | 1 | range_interpolation | 501 | Via Del Monte |  |  | Oceanside | CA | San Diego County | 92058 | US | TIGER/LineÂ® dataset from the US Census Bureau
APCD2008-PTO-986103 | Active | 2009-07-31 | [34H] California Certified Emergency Standby Engine | FSP Pacific Center |  | 1615 Murray Canyon Road San Diego, CA | 92108 | M | Emergency Diesel Engine Generator: John Deere, Model 6068HF285K, S/N: PE6068L284069, Engine Family GJDXL06.8120, Tier 3 certified, 237 bhp rated, turbocharged with charge air cooler, driving a 150 kW emergency generator | 1 | 0 | 0 | 0 | 1 | Diesel | 150 | 237 | 150 | 2021-12-07 | 63.40 | 2021-12-07 | 75.00 | 11.6 | 1740 | 1.5806 | 32.7749 | -117.1578 | 1 | rooftop | 1615 | Murray Canyon Rd |  |  | San Diego | CA | San Diego County | 92108 | US | San Diego Geographic Information Source - JPA
APCD2008-PTO-986104 | Active | 2009-07-31 | [34H] California Certified Emergency Standby Engine | FSP Pacific Center, LLC | Kristian Hart | 1615 Murray Canyon Rd San Diego, CA | 92108 | M | Emergency Diesel Engine Generator: John Deere, Model 6068HF285, 237 BHP, S/N PE6068N004970, Engine Family HJDXL06.8120, Tier 3 certified; driving a 150-kW emergency electrical generator. | 1 | 0 | 0 | 0 | 1 | Diesel | 150 | 237 | 150 | 2021-12-07 | 39.10 | 2021-12-07 | 51.70 | 12.6 | 1890 | 1.7169 | 32.7749 | -117.1578 | 1 | rooftop | 1615 | Murray Canyon Rd |  |  | San Diego | CA | San Diego County | 92108 | US | San Diego Geographic Information Source - JPA
APCD2008-PTO-986138 | Active | 2009-07-31 | [34H] California Certified Emergency Standby Engine | ESCONDIDO FIRE STATION #3 | Mike D?Aquila | 1808 Nutmeg St Escondido, CA | 92026 | B | EMERGENCY ENGINE GENERATOR: MFR: JOHN DEERE, S/N PE6068L037000, MODEL 6068HF485, FAMILY NUMBER 7JDXL06.8101, MODEL 2007, TIER 3, 286HP, TURBOCHARGED AND AFTERCOOLED, DRIVING A 180 KW GENERATOR. | 0 | 0 | 0 | 0 | 0 | Unknown | 180 | 286 | 180 | 2022-03-10 | 187.30 | 2022-03-10 | 189.12 | 1.82 | 327.6 | 0 | 33.1495 | -117.1067 | 0.9 | range_interpolation | 1808 | N Nutmeg St |  |  | Escondido | CA | San Diego County | 92026 | US | TIGER/LineÂ® dataset from the US Census Bureau
APCD2008-PTO-986143 | Active | 2009-07-31 | [34H] California Certified Emergency Standby Engine | City of Escondido - FS#6 | General Manager | 1735 Del Dios Rd Escondido, CA | 92029 | D | EMERGENCY DIESEL ENGINE: Mfr: JOHN DEERE Model: 6068HF485T, S/N: PE6068L035478, TIER 3 CERTIFIED OF FAMILY # 7JDXL06.8101, 315 HP, AFTER-COOLED, TURBO-CHARGED, DRIVING A 180 KW BACKUP GENERATOR. | 1 | 0 | 0 | 0 | 1 | Diesel | 180 | 315 | 180 | [5 empty] | 0 | 0 | 33.1072 | -117.1044 | 0.95 | range_interpolation | 1735 | Del Dios Hwy |  |  | Escondido | CA | San Diego County | 92029 | US | TIGER/LineÂ® dataset from the US Census Bureau
APCD2008-PTO-986172 | Active | 2009-07-31 | [34C] Emergency Standby Engine | SAN DIEGO COUNTY SHERIFF |  | 36395 HY 78 BANNER, CA | 92036 | D | EMERGENCY ENGINE: PROPANE FUELED, GENERAC SG045 (V6), S/N: 0G8279, 71 HP, EQUIPPED WITH NETT TECHNOLOGIES TC-20062 CATALYTIC CONVERTER, DRIVING A45 KW GENERATOR. 986172/SJE | 0 | 0 | 0 | 1 | 1 | Propane | 45 | 71 | 45 | 2021-06-18 | 855.00 | 2022-05-27 | 948.00 | 93 | 4185 | 3.448 | 0 | 0 | 0
APCD2008-PTO-986187 | Active | 2009-07-31 | [34H] California Certified Emergency Standby Engine | Helix Water District | Chief Engineer | 9550 Lake Jennings Park Rd Lakeside, CA | 92040 | H | EMERGENCY STANDBY ENGINE: DETROIT DIESEL ENGINE, MODEL 12V4000G43 (T123-8A26 S/N 526103201, RATED AT 2328 BHP, MODEL YEAR 2007, EPA TIER 2 CERTIFIED OF ENGINE FAMILY NUMBER 7MDDL95.4XRT, TURBOCHARGED AFTERCOOLED, DRIVING A 1600 KW GENERATOR. (986187-CCN-4/08) | 1 | 0 | 0 | 0 | 1 | Diesel | 600 | 2328 | 600 | [5 empty] | 0 | 0 | 32.853 | -116.8906 | 1 | rooftop | 9550 | Lake Jennings Park Rd |  |  | Lakeside | CA | San Diego County | 92040 | US | San Diego Geographic Information Source - JPA
APCD2008-PTO-986193 | Active | 2009-07-31 | [34W] Registered Engine (Rule 12) | Marathon Land & Cattle Co Inc | General Manager | 10108 Riverford Rd Lakeside, CA | 92040 | H | REGISTRATION OF AN EXISTING EMERGENCY ENGINE, MODEL YEAR: 1998, MAKE: OLYMPIAN, MODEL: D100P2, S/N: D4162A/001, HP: 90, DIESEL FUELED, ORIGINAL APP# 986193, SH 5/2008 | 1 | 0 | 0 | 0 | 1 | Diesel |  | 90 | 67.113 | 2022-01-01 | 9777.10 | 2022-01-01 | 9782.20 | 5.1 | 342.2763 | 0.31092 | 32.8579 | -116.9489 | 1 | rooftop | 10108 | Riverford Rd |  |  | Lakeside | CA | San Diego County | 92040 | US | San Diego Geographic Information Source - JPA
APCD2008-PTO-986196 | Active | 2009-07-31 | [34H] California Certified Emergency Standby Engine | City of Escondido - FS#7 | Facility Manager | 1220 N Ash Street Escondido, CA | 92027 | D | EMERGENCY DIESEL ENGINE: Mfr: JOHN DEERE, Model: 6068HF485T, S/N: PE6068L037278, TIER 3 CERTIFIED OF FAMILY# 8JDXL06.8101, 315 HP, AFTERCOOLED, TURBOCHARGED, DRIVING A 180 KW BACKUP GENERATOR. | 1 | 0 | 0 | 0 | 1 | Diesel | 180 | 315 | 180 | [5 empty] | 0 | 0 | 33.1433 | -117.0757 | 1 | rooftop | 1220 | N Ash St |  |  | Escondido | CA | San Diego County | 92027 | US | San Diego Geographic Information Source - JPA
APCD2008-PTO-986224 | Active | 2009-07-31 | [34H] California Certified Emergency Standby Engine | US COAST GUARD AIR STATION | ENVIRONMENTAL COORDINATOR | 2710 HARBOR DR N SAN DIEGO, CA | 92101 | N | INTERNAL COMBUSTION ENGINE. MAKE: JOHN DEERE, MODEL: 4045HF285I, SERIAL NO. PE4045L022480. BHP: 158. DIESEL FUELED, TURBOCHARGED AND INTERCOOLED.CARB ENGINE FAMILY CERTIFICATION: TIER 3, 7JDXL06.8105. DRIVES AN ELECTRICAL EMERGENCY GENERATOR RATED AT 100 KW.JFT JUN/08 | 1 | 0 | 0 | 0 | 1 | Diesel | 100 | 80 | 100 | 2021-12-31 | 51.20 | 2022-06-15 | 51.50 | 0.3 | 30 | 0.027252 | 32.6913 | -117.1362 | 0.9 | range_interpolation | 2710 | Harbor Dr |  |  | San Diego | CA | San Diego County | 92113 | US | TIGER/LineÂ® dataset from the US Census Bureau
APCD2008-PTO-986274 | Active | 2009-07-31 | [34H] California Certified Emergency Standby Engine | City of Carlsbad Fire Station #6 | Bob Richardson | 7201 Rancho Santa Fe Rd Carlsbad, CA | 92009 | E | EMERGENCY ENGINE GENERATOR, CUMMINS DIESEL ENGINE, MODEL QSB5-G3 NR3, 130HP, MODEL YEAR 2007, TIER 3, ENGINE FAMILY NUMBER 7CEXL0275AAG, S/N 21840901, TURBOCHARGED AND AFTERCOOLED, DRIVING A 80 KW GENERATOR (MODEL 80DSFAE). APP# 986274 EFH | 1 | 0 | 0 | 0 | 1 | Diesel | 80 | 130 | 80 | 2022-02-09 | 111.20 | 2022-03-18 | 112.80 | 1.6 | 128 | 0.11627 | 33.1018 | -117.2216 | 0.75 | nearest_rooftop_match | 7150 | Rancho Santa Fe Rd |  |  | Carlsbad | CA | San Diego County | 92009 | US | Sandoval
APCD2008-PTO-986274 | Active | 2009-07-31 | [34H] California Certified Emergency Standby Engine | City of Carlsbad Fire Station #6 | Bob Richardson | 7201 Rancho Santa Fe Rd Carlsbad, CA | 92009 | E | EMERGENCY ENGINE GENERATOR, CUMMINS DIESEL ENGINE, MODEL QSB5-G3 NR3, 130HP, MODEL YEAR 2007, TIER 3, ENGINE FAMILY NUMBER 7CEXL0275AAG, S/N 21840901, TURBOCHARGED AND AFTERCOOLED, DRIVING A 80 KW GENERATOR (MODEL 80DSFAE). APP# 986274 EFH | 1 | 0 | 0 | 0 | 1 | Diesel | 80 | 130 | 80 | 2022-02-09 | 111.20 | 2022-03-18 | 112.80 | 1.6 | 128 | 0.11627 | 33.1018 | -117.2216 | 0.75 | nearest_rooftop_match | 7150 | Rancho Santa Fe Rd |  |  | Carlsbad | CA | San Diego County | 92009 | US | Sandoval
APCD2008-PTO-986276 | Active | 2009-07-31 | [34H] California Certified Emergency Standby Engine | SD CO OF |  | 9841 VINE ST LAKESIDE, CA | 92040 | H | EMERGENCY DIESEL ENGINE: JOHN DEERE 4045TF270, S/N: PE4045T611243, 99 HP, TIER 2 CERTIFIED OF FAMILY# 7JDXL04.5057, AFTERCOOLED, TURBOCHARGED, DRIVING A 50 KW BACKUP GENERATOR. 986276/SJE | 1 | 0 | 0 | 0 | 1 | Diesel | 50 | 99 | 50 | 2022-01-01 | 168.00 | 2022-01-01 | 171.00 | 3 | 150 | 0.13626 | 32.8586 | -116.9172 | 1 | rooftop | 9841 | Vine St |  |  | Lakeside | CA | San Diego County | 92040 | US | San Diego Geographic Information Source - JPA
APCD2008-PTO-986280 | Active | 2009-07-31 | [34H] California Certified Emergency Standby Engine | County of San Diego - San Pasqual Academy | Ronald Rudd | 17701 San Pasqual Valley Rd Escondido, CA | 92027 | D | EMERGENCY STANDBY ENGINE: Mfr: JOHN DEERE, Model: 6068HF485, S/N: PE6068L006690, RATED AT 315 BHP, MODEL YEAR 2007, EPA TIER 3 CERTIFIED OF ENGINE FAMILY NUMBER 7JDXL06.8101, TURBOCHARGED, AFTERCOOLED, DRIVING A 200 KW GENERATOR. (location: well field) | 0 | 0 | 0 | 0 | 0 | Unknown | 200 | 315 | 200 | 2021-12-31 | 113.00 | 2022-04-29 | 119.00 | 6 | 1200 | 0 | 33.0871 | -116.9501 | 1 | rooftop | 17701 | San Pasqual Valley Rd |  |  | Escondido | CA | San Diego County | 92025 | US | San Diego Geographic Information Source - JPA
APCD2008-PTO-986288 | Active | 2009-07-31 | [34W] Registered Engine (Rule 12) | Honeywell Safety Products (CA31) | Maria Morales | 7828 Waterville Road San Diego, CA | 92154 | S | EMERGENCY STANDBY ENGINE: PERKINS ENGINE, MODEL 50DS60, S/N U709257A, RATED AT 71.5 BHP, DRIVING A 55 KW GEGERATOR. (986288-CCN-3/08) | 0 | 0 | 0 | 0 | 0 | Unknown | 55 | 71.5 | 55 | 2021-06-30 | 599.30 | 2021-06-30 | 601.90 | 2.6 | 143 | 0 | 32.563 | -116.9735 | 1 | rooftop | 7828 | Waterville Rd |  |  | San Diego | CA | San Diego County | 92154 | US | San Diego Geographic Information Source - JPA
APCD2008-PTO-986392 | Active | 2009-07-31 | [34H] California Certified Emergency Standby Engine | Ajinomto Althea Inc | Michael Naughton | 11030 Roselle St San Diego, CA | 92121 | G | EMERGENCY STANDBY ENGINE: CATERPILLAR DIESEL ENGINE, MODEL C27 DITA, S/N: DWB00708, RATED AT 998 BHP, MODEL YEAR 2006, EPA TIER 2 CERTIFIED OF ENGINE FAMILY NUMBER 6CPXL27.0ESL, TURBOCHARGED, AFTERCOOLED, DRIVING A 650 KW GENERATOR. (986392-CCN-7/08) | 1 | 0 | 0 | 0 | 1 | Diesel | 650 | 998 | 650 | 2021-12-31 | 165.10 | 2022-04-08 | 173.60 | 8.5 | 5525 | 5.0189 | 32.9041 | -117.229 | 1 | rooftop | 11030 | Roselle St |  |  | San Diego | CA | San Diego County | 92121 | US | San Diego Geographic Information Source - JPA
APCD2008-PTO-986423 | Active | 2009-07-31 | [34C] Emergency Standby Engine | Valley Center Fire Protection District | Facility Manager | 28205 Lake Wolhford Rd N. Valley Center, CA | 92082 | B | EMERGENCY ENGINE: PROPANE FUELED, GENERAL MOTORS 5.7L S/N: 117642 SOG,130 HP, EQUIPPED WITH NETT TECHNOLOGIES TC SERIES T-CTA05102 CATALYTIC CONVERTER, DRIVING A 75 KW GENERATOR. 986423/SJE | 0 | 0 | 0 | 1 | 1 | Propane | 75 | 130 | 75 | 2022-03-29 | 114.02 | 2022-03-29 | 119.47 | 5.45 | 408.75 | 0.33677 | 33.2257 | -116.9756 | 1 | range_interpolation | 28205 | Lake Wohlford Rd |  |  | Valley Center | CA | San Diego County | 92082 | US | TIGER/LineÂ® dataset from the US Census Bureau
APCD2008-PTO-986510 | Active | 2009-07-31 | [34H] California Certified Emergency Standby Engine | Grossmont Union High School District | Risk Management | 1100 Murray Dr El Cajon, CA | 92020 | L | INTERNAL COMBUSTION ENGINE. MAKE: CATERPILLAR PERKINS, MODEL: CODE 2690/1800, SERIAL NUMBER: E6MOO150. DIESEL FUELED, TURBOCHARGED AND AFTER-COOLED CERTIFIED TO TIER 3, YEAR 2006, FAMILY 6PKXL06.6PJ1. FITTED WITH A CRT JOHNSON-MATTHEY PARTICULATE MATTER FILTER CERTIFIED TO TIER 3 LEVEL. DRIVES AN EMERGENCY GENERATOR RATED AT 125 KW. JFT 986510 DEC/08 | 1 | 0 | 0 | 0 | 1 | Diesel | 125 | Unknown | 125 | 2022-06-13 | 208.30 | 2022-06-13 | 213.10 | 4.8 | 600 | 0.54504 | 32.7809 | -116.9863 | 1 | rooftop | 1100 | Murray Dr |  |  | El Cajon | CA | San Diego County | 92020 | US | San Diego Geographic Information Source - JPA
APCD2008-PTO-986522 | Active | 2009-07-31 | [34H] California Certified Emergency Standby Engine | SAFC Pharma | Tommy Thompson | 6211 El Camino Real Carlsbad, CA | 92011 | E | Emergency diesel engine: John Deere 6068HF485, S/N: PE606BL050969, 297 hp, Tier 3 certified of family #8JDXL06.8101, aftercooled, turbocharged, driving a 200 kW backup generator. 986522/SJE | 1 | 0 | 0 | 0 | 1 | Diesel | 200 | 297 | 200 | 2022-01-01 | 191.90 | 2022-01-01 | 199.80 | 7.9 | 1580 | 1.4353 | 33.1242 | -117.2701 | 1 | rooftop | 6211 | El Camino Real |  |  | Carlsbad | CA | San Diego County | 92009 | US | San Diego Geographic Information Source - JPA
APCD2008-PTO-986528 | Active | 2009-07-31 | [34H] California Certified Emergency Standby Engine | Commander Navy Region SW | Marvin Johnson | Naval Air Station North Island Coronado, CA | 92155 | O | EMERGENCY STANDBY ENGINE (ENGINE 1): CUMMINS DIESEL ENGINE, MODEL 6CTAA8.3G3, S/N 46910042, CUMMINS ENGINE FAMILY 413, RATED AT 288 BHP, MODEL YEAR 2008, COMPLIES WITH EPA TIER 2 CERTIFIED EMISSIONS OF ENGINE FAMILY 4CEXL0505ACB, TURBOCHARGED, AFTERCOOLED, DRIVING A FIRE PUMP. (986528-CCN-7/09) | 1 | 0 | 0 | 0 | 1 | Diesel |  | 288 | 214.7616 | 2021-08-26 | 55.20 | 2022-06-09 | 58.80 | 3.6 | 773.1418 | 0.70232 | 32.6992 | -117.2096 | 1 | place |  |  |  |  | Coronado | CA | San Diego County | 92118 | US | TIGER/LineÂ® dataset from the US Census Bureau
APCD2008-PTO-986538 | Active | 2009-07-31 | [34H] California Certified Emergency Standby Engine | Commander Navy Region SW | Marvin Johnson | Naval Air Station North Island Coronado, CA | 92155 | O | EMERGENCY STANDBY ENGINE (ENGINE 2): CUMMINS DIESEL ENGINE, MODEL 6CTAA8.3G3, S/N 46909820, CUMMINS ENGINE FAMILY 413, RATED AT 288 BHP, MODEL YEAR 2008, COMPLIES WITH EPA TIER 2 CERTIFIED EMISSIONS OF ENGINE FAMILY 4CEXL0505ACB, TURBOCHARGED, AFTERCOOLED, DRIVING A FIRE PUMP. (986538-CCN-7/09) | 1 | 0 | 0 | 0 | 1 | Diesel |  | 288 | 214.7616 | 2021-08-26 | 79.00 | 2022-06-09 | 83.40 | 4.4 | 944.951 | 0.85839 | 32.6992 | -117.2096 | 1 | place |  |  |  |  | Coronado | CA | San Diego County | 92118 | US | TIGER/LineÂ® dataset from the US Census Bureau
APCD2008-PTO-986539 | Active | 2009-07-31 | [34H] California Certified Emergency Standby Engine | Commander Navy Region SW | Marvin Johnson | Naval Air Station North Island Coronado, CA | 92155 | O | EMERGENCY STANDBY ENGINE (ENGINE 3): CUMMINS DIESEL ENGINE, MODEL 6CTAA8.3G3, S/N 46909977, CUMMINS ENGINE FAMILY 413, RATED AT 288 BHP, MODEL YEAR 2008, COMPLIES WITH EPA TIER 2 CERTIFIED EMISSIONS OF ENGINE FAMILY NUMBER 4CEXL0505ACB, TURBOCHARGED, AFTERCOOLED, DRIVING A FIRE PUMP. (986539-CCN-7/09) | 1 | 0 | 0 | 0 | 1 | Diesel |  | 288 | 214.7616 | 2021-08-26 | 31.00 | 2022-06-09 | 33.80 | 2.8 | 601.3325 | 0.54625 | 32.6992 | -117.2096 | 1 | place |  |  |  |  | Coronado | CA | San Diego County | 92118 | US | TIGER/LineÂ® dataset from the US Census Bureau
APCD2008-PTO-986540 | Active | 2009-07-31 | [34H] California Certified Emergency Standby Engine | Commander Navy Region SW | Marvin Johnson | Naval Air Station North Island Coronado, CA | 92155 | O | Emergency standby engine (engine 4): Cummins diesel engine, model 6CTAA8.3G3, S/N 46909880, Cummins engine family 413, rated at 288 BHP, model year 2008, complied with EPA tier 2 certified emissions of engine family number 4CEXL0505ACB, turbocharged, aftercooled, driving a fire pump. (986540-CCN-7/09) | 1 | 0 | 0 | 0 | 1 | Diesel |  | 288 | 214.7616 | 2021-08-26 | 37.50 | 2022-06-09 | 40.20 | 2.7 | 579.8563 | 0.52674 | 32.6992 | -117.2096 | 1 | place |  |  |  |  | Coronado | CA | San Diego County | 92118 | US | TIGER/LineÂ® dataset from the US Census Bureau
APCD2008-PTO-986541 | Active | 2009-07-31 | [34H] California Certified Emergency Standby Engine | Commander Navy Region SW | Marvin Johnson | Naval Air Station North Island Coronado, CA | 92155 | O | EMERGENCY STANDBY ENGINE (ENGINE 5): CUMMINS DIESEL ENGINE, MODEL 6CTAA8.3G3, S/N 46909976, CUMMINS ENGINE FAMILY 413, RATED AT 288 BHP, MODEL YEAR 2008, COMPLIES WITH EPA TIER 2 CERTIFIED EMISSION OF ENGINE FAMILY NUMBER 4CEXL0505ACB, TURBOCHARGED, AFTERCOOLED, DRIVING A FIRE PUMP (986541-CCN-7/09) | 1 | 0 | 0 | 0 | 1 | Diesel |  | 288 | 214.7616 | 2021-08-26 | 24.90 | 2022-06-09 | 27.60 | 2.7 | 579.8563 | 0.52674 | 32.6992 | -117.2096 | 1 | place |  |  |  |  | Coronado | CA | San Diego County | 92118 | US | TIGER/LineÂ® dataset from the US Census Bureau
APCD2008-PTO-986550 | Active | 2009-07-31 | [34H] California Certified Emergency Standby Engine | USMC Base Public Utilities U25 | Air Quality Section | Building 21592 Camp Pendleton, CA | 92055 | A | EMERGENCY DIESEL ENGINE: JOHN DEERE 3029TF270, S/N: CD3029G106933, 64 HP, TIER 2 CERTIFIED OF FAMILY #7JDXL02.9050, TURBO-CHARGED, DRIVING A 27 KW BACK-UP GENERATOR AT BUILDING # 210584. 986550/SJE | 1 | 0 | 0 | 0 | 1 | Diesel | 27 | 64 | 27 | [5 empty] | 0 | 0 | 33.3877 | -117.4448 | 0.5 | place |  |  |  |  | Camp Pendleton | CA | San Diego County | 92055 | US | TIGER/LineÂ® dataset from the US Census Bureau
APCD2008-PTO-986749 | Active | 2009-07-31 | [34C] Emergency Standby Engine | Target Store T2232 | Facility Manager | 3060 Plaza Bonita Rd National City, CA | 91950 | Q | EMERGENCY ENGINE: NATURAL GAS OR PROPANE FUELED, GENERAC/FORD 6.8 LITER, S/N: E182A-240707-2056212, 107 HP, EQUIPPED WITH GENERAC CATALYTIC CONVERTER P/N 0D5026, DRIVING A 70 KW GENERATOR (SG070, S/N: 2094995). 986749/SJE | 0 | 0 | 1 | 1 | 2 | Natural Gas | 70 | 107 | 70 | 2021-08-02 | 136.30 | 2022-07-29 | 144.50 | 8.2 | 574 | 0.41687 | 32.6537 | -117.0654 | 1 | rooftop | 3060 | Plaza Bonita Rd |  |  | National City | CA | San Diego County | 91950 | US | San Diego Geographic Information Source - JPA
APCD2008-PTO-986754 | Active | 2009-07-31 | [34H] California Certified Emergency Standby Engine | USMC Base Public Utilities U02 | Air Quality Section | Building 22071 Camp Pendleton, CA | 92055 | A | EMERGENCY ENGINE GENERATOR: JOHN DEERE DIESEL ENGINE, MODEL 4024TF281B, 66 HP, S/N PE 4024R001175, TURBOCHARGED AND AFTERCOOLED, MODEL YEAR 2008, TIER 4, ENGINE FAMILY NO. 8JDXL02.4074 DRIVING A 33 KW GENERATOR. 986754 EFH Bldg. No. 22071 | 1 | 0 | 0 | 0 | 1 | Diesel | 33 | 66 | 33 | [5 empty] | 0 | 0 | 33.3877 | -117.4448 | 0.5 | place |  |  |  |  | Camp Pendleton | CA | San Diego County | 92055 | US | TIGER/LineÂ® dataset from the US Census Bureau
APCD2008-PTO-986755 | Active | 2009-07-31 | [34H] California Certified Emergency Standby Engine | USMC Base Personnel Amenities P02 | Air Quality Section | Bldg 11062 Camp Pendleton, CA | 92055 | A | INTERNAL COMBUSTION ENGINE. MAKE: JOHN DEERE, MODEL: 4045TF270E, ENGINE S/N: PE4045T704570, GENERATOR SERIAL NO. 2203953, BHP IS 99 HP. DIESEL ENGINE, TURBOCHARGED. CERTIFIED TIER 2 ENGINE FAMILY: 7JDXL04.5057. DRIVES AN ELECTRICAL EMERGENCY GENERATOR RATED AT 60 KW. JFT 986755 BLDG 11062 | 1 | 0 | 0 | 0 | 1 | Diesel | 60 | 53 | 60 | [5 empty] | 0 | 0 | 33.3877 | -117.4448 | 0.5 | place |  |  |  |  | Camp Pendleton | CA | San Diego County | 92055 | US | TIGER/LineÂ® dataset from the US Census Bureau
APCD2008-PTO-986763 | Active | 2009-07-31 | [34H] California Certified Emergency Standby Engine | Planned Parenthood San Diego & Riverside Counties | Facility Manager | 1075 Camino Del Rio South San Diego, CA | 92108 | M | EMERGENCY STANDBY DIESEL ENGINE: PERKINS, MODEL: 1104C-44T, S/N: N4D00558, RATED AT 94.5 HP, TIER 2 CERTIFIED OF FAMILY #: 6PKXL04.4RG1, MODEL YEAR 1006, TURBOCHARGED, WITH CRANKCASE FILTER, DRIVING A 60 KW CATERPILLAR, MODEL: D60-4 GENERATOR 986763/DCT | 1 | 0 | 0 | 0 | 1 | Diesel | 60 | 94.5 | 60 | 2021-09-09 | 251.50 | 2021-09-09 | 259.60 | 8.1 | 486 | 0.44148 | 32.7641 | -117.1534 | 1 | rooftop | 1075 | Camino Del Rio S |  |  | San Diego | CA | San Diego County | 92108 | US | San Diego Geographic Information Source - JPA
APCD2008-PTO-987979 | Active | 2009-07-31 | [34C] Emergency Standby Engine | Zoological Society of San Diego | John Liken-Legal/Risk Mgt | 2920 Zoo Dr San Diego, CA | 92101 | N | INTERNAL COMBUSTION ENGINE. MAKE: GENERAL MOTORS, MODEL: VORTEC 8.1L, S/N 8P1L19523. PROPANE FUELED. BHP: 195. EQUIPPED WITH A TURBOCHARGER. FITTED WITH A 3 WAY CATALYST BRAND DCL INTERNATIONAL MODEL DC46, S/N 175560. DRIVES AN ELECTRICAL EMERGENCY GENERATOR KOHLER, 105 KW., S/N 2243055.JFT JUL/09 | 0 | 0 | 0 | 1 | 1 | Propane | 105 | 195 | 105 | 2021-07-25 | 142.90 | 2021-07-25 | 144.40 | 1.5 | 157.5 | 0.12976 | 32.733 | -117.1393 | 1 | rooftop | 2920 | Zoo Dr |  |  | San Diego | CA | San Diego County | 92101 | US | San Diego Geographic Information Source - JPA
APCD2009-PTO-000330 | Active | 2009-08-10 | [34H] California Certified Emergency Standby Engine | On-Broadway | Facility Manager | 1026 5th Avenue San Diego, CA | 92101 | N | Emergency standby engine: John Deere diesel engine, Model 6068HF150, S/N 6068H157513, rated at 315 bhp, model year 2002, EPA Tier 1 certified of Engine Family Number 2JDXL06.8012, turbocharged, driving a 187 kW generator. | 1 | 0 | 0 | 0 | 1 | Diesel | 187 | 315 | 187 | [5 empty] | 0 | 0 | 32.7162 | -117.1605 | 1 | rooftop | 1026 | 5th Ave |  |  | San Diego | CA | San Diego County | 92101 | US | San Diego Geographic Information Source - JPA
APCD2009-PTO-000332 | Active | 2009-08-25 | [34H] California Certified Emergency Standby Engine | Rancho Pauma Mutual Water Company | Mindy Houser | 33129 Cole Grade Rd Pauma Valley, CA | 92061 | B | Emergency Standby Diesel Engine: John Deere, Model: 6068TF150C, S/N: T06068881651, 154 hp, Tier 1 certified of Family #: 1JDXL06.8014, Model Year: 2001, turbocharged, driving a 112 kW Kohler generator. (APCD2009-APP-987989/DCT/09/09) | 1 | 0 | 0 | 0 | 1 | Diesel | 112 | 154 | 112 | 2021-07-29 | 86.10 | 2022-06-09 | 10.70 | -75.4 | -8444.8 | -7.6712 | 33.3115 | -116.9991 | 1 | rooftop | 33129 | Cole Grade Rd |  |  | Pauma Valley | CA | San Diego County | 92061 | US | San Diego Geographic Information Source - JPA
APCD2009-PTO-000333 | Active | 2009-08-26 | [34H] California Certified Emergency Standby Engine | Geisel Pavilion | Benny Oporto | 10740 North Torrey Pines Rd La Jolla, CA | 92037 | I | Emergency standby engine: John Deere diesel engine, Model 6068HF485T, S/N PE6068L075903, rated at 315 bhp, Model Year 2008, EPA Tier 3 certified of Engine Family Number 8JDXL06.8101, driving a generator. | 1 | 0 | 0 | 0 | 1 | Diesel |  | 315 | 234.8955 | 2022-03-09 | 194.90 | 2022-03-09 | 197.20 | 2.3 | 540.2596 | 0.49077 | 32.8989 | -117.243 | 0.87 | nearest_rooftop_match | 10710 | N Torrey Pines Rd |  |  | LA Jolla | CA | San Diego County | 92037 | US | San Diego Geographic Information Source - JPA
APCD2009-PTO-000335 | Active | 2009-09-22 | [34C] Emergency Standby Engine | Rancho Pauma Mutual Water Company | Mindy Houser | 33129 Cole Grade Rd Pauma Valley, CA | 92061 | B | Emergency Standby Engine: Propane fueled, General Motors, Model: Vortec 5.0L, S/N: 10243878, 87 hp, Model Year: 2004, equipped with Johnson Matthey CX4-4 catalyst, driving a 50 kW Kohler generator. (APCD2009-APP-987971/DCT/09/09) | 0 | 0 | 0 | 1 | 1 | Propane | 50 | 87 | 50 | 2021-07-29 | 265.60 | 2022-06-09 | 293.70 | 28.1 | 1405 | 1.1576 | 33.3115 | -116.9991 | 1 | rooftop | 33129 | Cole Grade Rd |  |  | Pauma Valley | CA | San Diego County | 92061 | US | San Diego Geographic Information Source - JPA
APCD2009-PTO-000336 | Active | 2009-09-22 | [34C] Emergency Standby Engine | City of San Diego Mt Woodson Site | Environmental Manager | 17170 Mount Woodson Rd Ramona, CA | 92065 | F | Emergency Standby Engine: Propane fueled, General Motors, Model: Vortec 8.1L, S/N: 8P1L17937, 162 hp, equipped with DCL International MINE-X, Model: 2-DC46, catalytic converter, Woodwards air fuel ratio controller, driving a 100 kW Kohler generator. (APCD2008-APP-986959/DCT/09/09) | 0 | 0 | 0 | 1 | 1 | Propane | 100 | 162 | 100 | 2021-11-24 | 319.10 | 2021-11-24 | 407.30 | 88.2 | 8820 | 7.2668 | 33.0069 | -116.9569 | 1 | rooftop | 17170 | Mt Woodson Rd |  |  | Ramona | CA | San Diego County | 92065 | US | San Diego Geographic Information Source - JPA
APCD2009-PTO-000337 | Active | 2009-09-22 | [34H] California Certified Emergency Standby Engine | USMC MCAS Miramar | Michael Murukis | USMC Miramar San Diego, CA | 92145 | H | Emergency Standby Diesel Engine: Caterpillar, Model: C15, S/N: FSE02512, 619 bhp, Tier 3 certified of Family #: 9CPXL15.2ESW, Model Year: 2009, turbocharged and aftercooled. The engine drives a 400 kW generator. (APCD2008-APP-987328/DCT/09/09) | 1 | 0 | 0 | 0 | 1 | Diesel | 400 | 619 | 400 | 2022-01-01 | 168.70 | 2022-01-01 | 173.10 | 4.4 | 1760 | 1.5988 | 32.8795 | -117.1612 | 1 | street_center |  | Miramar Rd |  |  | San Diego | CA | San Diego County | 92121 | US | TIGER/LineÂ® dataset from the US Census Bureau
APCD2009-PTO-000338 | Active | 2009-09-22 | [34H] California Certified Emergency Standby Engine | Seacrest Village | Facilty Engineer | 211 Saxony Rd Encinitas, CA | 92024 | E | Emergency Standby Diesel Engine: Cummins, Model: QSX15-G9, S/N: 79363473, 755 bhp, Tier 2 certified of Family #: 9CEXL015.AAJ, Model Year: 2009, turbocharged, charge air-cooled, driving a 500 kW generator. (APCD2009-APP-987884/DCT/09/09) | 1 | 0 | 0 | 0 | 1 | Diesel | 500 | 755 | 500 | [5 empty] | 0 | 0 | 33.0519 | -117.2843 | 1 | rooftop | 211 | Saxony Rd |  |  | Encinitas | CA | San Diego County | 92024 | US | San Diego Geographic Information Source - JPA
APCD2009-PTO-000339 | Active | 2009-09-24 | [34H] California Certified Emergency Standby Engine | USMC Recruit Depot | Jesselton Gregorio | Barnett Av & Pacific Hy San Diego, CA | 92140 | M | Emergency Standby Diesel Engine. John Deere Model 4024HF285B, S/N: PE4024-L011728. Engine Family 8JDXL03.0113. Tier 3, Turbocharged, Aftercooled. Drives a 40 kW generator. | 1 | 0 | 0 | 0 | 1 | Diesel | 40 | Unknown | 40 | [5 empty] | 0 | 0 | 33.0263 | -117.2512 | 0.8 | intersection |  | Brand Crst |  |  | Encinitas | CA | San Diego County | 92024 | US | TIGER/LineÂ® dataset from the US Census Bureau
APCD2009-PTO-000341 | Active | 2009-09-29 | [34H] California Certified Emergency Standby Engine | American Medical Response | Fleet Manager | 8808 Balboa Av #150 San Diego, CA | 92123 | J | Emergency standby engine: John Deere diesel engine, Model 4045HF285, S/N PE4045L082661, rated at 158 bhp, Model Year 2009, EPA Tier 3 certified of Engine Family Number 9JDXL06.8105, driving a generator. | 1 | 0 | 0 | 0 | 1 | Diesel |  | 158 | 117.8206 | 2022-01-01 | 308.90 | 2022-01-01 | 313.60 | 4.7 | 553.7568 | 0.50303 | 32.8216 | -117.1378 | 1 | rooftop | 8808 | Balboa Ave | Ste | 150 | San Diego | CA | San Diego County | 92123 | US | San Diego Geographic Information Source - JPA
APCD2009-PTO-000342 | Active | 2009-09-30 | [34H] California Certified Emergency Standby Engine | Verizon Wireless | Melinda Salem | 21943 Crestline Rd Mt Palomar, CA | 92060 | B | Emergency Standby Diesel Engine: John Deere, Model: 5030HF285G, S/N: PE5030L004412, 93 bhp, Tier 3 certified, Family #: 8JDXL03.0113, Model Year: 2008, turbocharged, aftercooled, driving a 60 kW Generac generator. (APCD2008-APP-986961/DCT/09/09) | 1 | 0 | 0 | 0 | 1 | Diesel | 60 | 93 | 60 | 2021-08-26 | 507.70 | 2022-07-08 | 560.50 | 52.8 | 3168 | 2.8778 | 34.2501 | -117.2946 | 0.5 | place |  |  |  |  | Crestline | CA | San Bernardino County | 92325 | US | TIGER/LineÂ® dataset from the US Census Bureau
APCD2009-PTO-000344 | Active | 2009-10-01 | [34H] California Certified Emergency Standby Engine | USN Submarine Base | Commanding Officer | Bldg 202 San Diego, CA | 92106 | I | Emergency Standby Diesel Engine: Caterpillar, Model: C9, S/N: S9L00437, 436 hp, Tier 3 certified, Family #: 6CPXL08.8ESK, Model Year: 2006, turbocharged, aftercooled, driving a 300 KW generator. (APCD2008-APP-986976/DCT/10/09) | 1 | 0 | 0 | 0 | 1 | Diesel | 300 | 436 | 300 | 2021-06-17 | 207.10 | 2021-06-17 | 221.30 | 14.2 | 4260 | 3.8698 | 32.7241 | -117.1709 | 0.5 | place |  |  |  |  | San Diego | CA | San Diego County | 92101 | US | TIGER/LineÂ® dataset from the US Census Bureau
APCD2009-PTO-000345 | Active | 2009-10-01 | [34H] California Certified Emergency Standby Engine | USMC Base Public Utilities U02 | Air Quality Section | Building 413560 Camp Pendleton, CA | 92055 | A | Emergency Standby Diesel Engine: John Deere, Model: 6068HF485T, S/N: PE6068L070401, 297 bhp, Tier 3 certified, Family #: 8JDXL06.8101, Model Year: 2008, turbocharged, aftercooled, driving a 200 kW Generac generator. (APCD2009-APP-987828/DCT/10/2009) Bldg.No. 413560 | 1 | 0 | 0 | 0 | 1 | Diesel | 200 | 297 | 200 | [5 empty] | 0 | 0 | 33.3877 | -117.4448 | 0.5 | place |  |  |  |  | Camp Pendleton | CA | San Diego County | 92055 | US | TIGER/LineÂ® dataset from the US Census Bureau
APCD2009-PTO-000346 | Active | 2009-10-01 | [34C] Emergency Standby Engine | Target Store T2165 | General Manager | 3150 Business Park Drive Vista, CA | 92081 | B | Emergency Engine: Natural gas fueled, Ford, Model: 6.8L V10, S/N: 0D3454A, 107 hp, Model Year: 2008, equipped with a Generac P/N: 0D3442 air fuel ratio controller and Generac P/N: 0D5026 catalyst, driving a 70 kW Generac generator. (APCD2009-APP-987999/DCT/10/09) | 0 | 0 | 1 | 0 | 1 | Natural Gas | 70 | 107 | 70 | 2022-03-08 | 28.10 | 2022-03-08 | 29.40 | 1.3 | 91 | 0.066089 | 33.1372 | -117.229 | 1 | rooftop | 3150 | Business Park Dr |  |  | Vista | CA | San Diego County | 92081 | US | Sandoval
APCD2009-PTO-000350 | Active | 2009-10-02 | [34H] California Certified Emergency Standby Engine | Carlsbad Surgery Center LLC | David Douglas | 6121 Paseo del Norte Carlsbad, CA | 92011 | E | Emergency Standby Diesel Engine: John Deere, Model 6068HF285K,L, S/N: PE6068L045222, 237 hp, CARB Certified Tier 3, Family No.: 8JDXL06.8104, Model Year: 2008, turbocharged, driving a 135 kW Generac generator. (APCD2009-APP-000681/JA & DCT/10/09) | 1 | 0 | 0 | 0 | 1 | Diesel | 135 | 237 | 135 | 2022-01-01 | 188.10 | 2022-01-01 | 188.80 | 0.7 | 94.5 | 0.085843 | 33.1193 | -117.3185 | 0.9 | nearest_rooftop_match | 6120 | Paseo Del Norte |  |  | Carlsbad | CA | San Diego County | 92011 | US | San Diego Geographic Information Source - JPA
APCD2009-PTO-000351 | Active | 2009-10-05 | [34H] California Certified Emergency Standby Engine | Cubic Corporation | Rick Radomski | 9333 Balboa Ave San Diego, CA | 92123 | J | Emergency Standby Diesel Engine: Caterpillar/Perkins, Model: C6.6, S/N: E6M01664, 230 bhp, Tier 3 certified, Family #: 9PKXL06.6PJ1, Model Year: 2009, turbocharged, aftercooled, driving a 150 kW Caterpillar generator. (APCD2009-APP-987984/DCT/10/09) | 1 | 0 | 0 | 0 | 1 | Diesel | 150 | 230 | 150 | [5 empty] | 0 | 0 | 32.8215 | -117.1288 | 1 | rooftop | 9333 | Balboa Ave |  |  | San Diego | CA | San Diego County | 92123 | US | San Diego Geographic Information Source - JPA
APCD2009-PTO-000353 | Active | 2009-10-07 | [34H] California Certified Emergency Standby Engine | Sapphire Tower Owners Association | Matt Metoyer | 1262 Kettner Bl San Diego, CA | 92101 | N | Internal Combustion engine, make Caterpillar, model C15 DITA, serial no. FSE01235. Diesel fueled, turbocharged, aftercooled, BHP rating: 762 HP. CARB engine family certification: Tier 2, 7CPXL15.2ESL. Drives an electrical emergency generator rated at 500 kw. | 1 | 0 | 0 | 0 | 1 | Diesel | 500 | 762 | 500 | [5 empty] | 0 | 0 | 32.7185 | -117.1695 | 1 | rooftop | 1262 | Kettner Blvd |  |  | San Diego | CA | San Diego County | 92101 | US | San Diego Geographic Information Source - JPA
APCD2009-PTO-000358 | Active | 2009-10-13 | [34C] Emergency Standby Engine | UCSD - Chancellor's Complex | General Manager | 9500 Gilman Dr Dept 0089 San Diego, CA | 92093 | I | Emergency standby engine: General Motors engine, fueled with natural gas, Make Vortec 8.1L, S/N 8PIL20891, rated at 228 bhp, EPA Engine Family 9PSIB8.10EMT, with three-way catalyst and air to fuel ratio control system, driving a 150 KW generator. | 0 | 0 | 1 | 0 | 1 | Natural Gas | 150 | 228 | 150 | 2021-06-23 | 79.80 | 2022-07-25 | 89.20 | 9.4 | 1410 | 1.024 | 32.8758 | -117.2396 | 0.9 | rooftop | 9500 | Gilman Dr | Dept | 89 | LA Jolla | CA | San Diego County | 92093 | US | San Diego Geographic Information Source - JPA
APCD2009-PTO-000360 | Active | 2009-10-14 | [34H] California Certified Emergency Standby Engine | UCSD - N Campus Housing #1 | General Manager | 9500 Gilman Dr Dept 0089 San Diego, CA | 92093 | I | Emergency Standby Diesel Engine: Detroit Diesel, Model: Series 60, S/N: 06R1020584, 550 bhp, Tier 3 certified, Family #: 8DDXL14.0VLD, Model Year: 2008, turbocharged, charge air-cooled, driving a 360 kW Kohler generator. (APCD2008-APP-987446/DCT/10/09) | 1 | 0 | 0 | 0 | 1 | Diesel | 360 | 550 | 360 | 2021-06-23 | 197.80 | 2022-07-21 | 214.30 | 16.5 | 5940 | 5.3959 | 32.8758 | -117.2396 | 0.9 | rooftop | 9500 | Gilman Dr | Dept | 89 | LA Jolla | CA | San Diego County | 92093 | US | San Diego Geographic Information Source - JPA
APCD2009-PTO-000365 | Active | 2009-10-21 | [34C] Emergency Standby Engine | San Diego County Sheriff | Ronald Rudd | 20814 State Park Rd, Palomar Mountain San Diego, CA | 92060 | B | Emergency engine: Propane fueled, Ford, Model: WSG-1068, S/N: H090023627, 97.7 hp, Model Year: 2009, equipped with Cummins air fuel ratio controller, and Nett Technologies 04225-TG-N catalyst, driving a 60 kW Cummins generator. (APCD2009-APP-988121 D.Thai Oct 2009) | 0 | 0 | 0 | 1 | 1 | Propane | 60 | 97.7 | 60 | 2021-10-07 | 620.40 | 2021-10-07 | 630.20 | 9.8 | 588 | 0.48445 | 33.3187 | -116.8827 | 0.9 | rooftop | 20814 | State Park Rd |  |  | Palomar Mountain | CA | San Diego County | 92060 | US | San Diego Geographic Information Source - JPA
APCD2009-PTO-000366 | Active | 2009-10-23 | [34H] California Certified Emergency Standby Engine | Oceanside City of Fire Dept | David Dubski | 4842 N River Rd Oceanside, CA | 92057 | A | Internal combustion engine. Make: Caterpillar-Perkins. Model #3054C, S/N E4M04980, 94 BHP, diesel fueled, turbocharged, CARB engine family certification Tier 2, 6PKXL04.RG1. Fitted with a particulate matter catalyzed filter brand Miratech, model COMBIKAT CBS1V-1-2 SS, device ARB Level 3 verified to 85% PM control. Engine drives an electrical emergency generator rated at 50 kW. | 1 | 0 | 0 | 0 | 1 | Diesel | 50 | 94 | 50 | 2021-10-01 | 111.80 | 2021-10-01 | 114.90 | 3.1 | 155 | 0.1408 | 33.2491 | -117.3015 | 1 | range_interpolation | 4842 | N River Rd |  |  | Oceanside | CA | San Diego County | 92057 | US | TIGER/LineÂ® dataset from the US Census Bureau
APCD2009-PTO-000367 | Active | 2009-10-27 | [34C] Emergency Standby Engine | Ramona Municipal Water District - Fire Station 82 | Robert Stehlik | 3410 Dye Road Ramona, CA | 92065 | F | Emergency standby engine: Cummins engine, fueled with propane gas, Model WSG-1068, S/N F090006735, rated at 153.2 bhp, EPA certified for spark ignited engines of family number 9CEXB06.8GDA, with Cummins three-way catalyst and air to fuel ratio controller, driving a 100 KW generator. | 0 | 0 | 0 | 1 | 1 | Propane | 100 | 1532 | 100 | 2021-12-02 | 292.90 | 2021-12-02 | 310.10 | 17.2 | 1720 | 1.4171 | 33.0116 | -116.908 | 1 | rooftop | 3410 | Dye Rd |  |  | Ramona | CA | San Diego County | 92065 | US | San Diego Geographic Information Source - JPA
APCD2009-PTO-000371 | Active | 2009-11-03 | [34H] California Certified Emergency Standby Engine | USMC MCAS Miramar | Michael Murukis | USMC Miramar San Diego, CA | 92145 | H | Emergency Standby Diesel Engine: John Deere, Model: 4024HF285B, S/N: PE4024L011211, 80 bhp, Tier 3 certified, Family No.: 8JDXL03.0113, Model Year: 2008, turbocharged, driving a 50 kW Kohler generator. (987139/DCT 1109) | 1 | 0 | 0 | 0 | 1 | Diesel | 50 | 80 | 50 | 2022-01-01 | 236.70 | 2022-01-01 | 252.00 | 15.3 | 765 | 0.69492 | 32.8795 | -117.1612 | 1 | street_center |  | Miramar Rd |  |  | San Diego | CA | San Diego County | 92121 | US | TIGER/LineÂ® dataset from the US Census Bureau
APCD2009-PTO-000373 | Active | 2009-11-06 | [34H] California Certified Emergency Standby Engine | Village by the Sea Homeowners Association | Cori Shipp | 2778 Carlsbad Blvd. Carlsbad, CA | 92008 | C | Emergency standby engine: Volvo Penta, Model TAD520GE, S/N 5300761191, Made by Deutz Corp., Model BF4M1013FC, rated at 147 bhp, Model year 2004, EPA Tier 2 certified of Engine Family Number 4DZXL07.1034, driving a 100 kW generator. | 0 | 0 | 0 | 0 | 0 | Unknown | 100 | 147 | 100 | 2021-12-26 | 110.10 | 2022-07-14 | 118.70 | 8.6 | 860 | 0 | 33.1608 | -117.3518 | 1 | rooftop | 2778 | Carlsbad Blvd |  |  | Carlsbad | CA | San Diego County | 92008 | US | San Diego Geographic Information Source - JPA
APCD2009-PTO-000374 | Active | 2009-11-16 | [34H] California Certified Emergency Standby Engine | Parkview Apartments | Supervisor | 3455 Kearny Villa Road San Diego, CA | 92123 | J | Emergency Standby Diesel Engine: John Deere, Model: 6090HF485, S/N: RG6090L041898, 385 bhp, Tier 3 certified, Family #: 8JDXL09.0102, Model Year: 2008, turbocharged, charge air-cooled, driving a 250 kW Kohler generator. (APCD2009-APP-987988/DCT/11/09) | 1 | 0 | 0 | 0 | 1 | Diesel | 250 | 385 | 250 | 2021-09-17 | 66.30 | 2021-09-17 | 66.80 | 0.5 | 125 | 0.11355 | 32.8063 | -117.1497 | 1 | rooftop | 3455 | Kearny Villa Rd |  |  | San Diego | CA | San Diego County | 92123 | US | San Diego Geographic Information Source - JPA
APCD2009-PTO-000378 | Active | 2009-12-07 | [34H] California Certified Emergency Standby Engine | Otay Water District | Lisa Coburn-Boyd | 2554 Sweetwater Springs Bl Spring Valley, CA | 91978 | Q | Stationary Emergency Diesel Engine: Volvo, Model: TAD1242GE, S/N: D12C-242732-A, 602 hp, Tier 2 certified of Family #1VPXL12.1ACB, turbocharged, aftercooled, driving an emergency generator. | 1 | 0 | 0 | 0 | 1 | Diesel |  | 602 | 448.9114 | 2021-12-31 | 19.40 | 2021-12-31 | 25.40 | 6 | 2693.4684 | 2.4467 | 32.7241 | -116.9677 | 1 | rooftop | 2554 | Sweetwater Springs Blvd |  |  | Spring Valley | CA | San Diego County | 91978 | US | San Diego Geographic Information Source - JPA
APCD2009-PTO-000379 | Active | 2009-12-07 | [34H] California Certified Emergency Standby Engine | Service Now Inc | Patrick J Casey | 4830 Eastgate Mall San Diego, CA | 92121 | G | Emergency Standby Diesel Engine: Mitsubishi Model S12A282-Y2PTAW-2, S/N: 26502, 1207 hp, Tier 2 certified of Family#9MVXL33.9BBA, Model Year 2009, turbocharged, driving a 810 kW Kohler generator. | 1 | 0 | 0 | 0 | 1 | Diesel | 810 | 1207 | 810 | 2021-12-14 | 102.60 | 2021-12-14 | 104.70 | 2.1 | 1701 | 1.5452 | 32.8837 | -117.2061 | 1 | rooftop | 4830 | Eastgate Mall |  |  | San Diego | CA | San Diego County | 92121 | US | San Diego Geographic Information Source - JPA
APCD2009-PTO-000381 | Active | 2009-12-10 | [34H] California Certified Emergency Standby Engine | ARE-SD Region No. 28 LLC | Michael Harrison | 10300 Campus Point Dr San Diego, CA | 92121 | G | Emergency Standby Diesel Engine: Mitsubishi Model S12A2-Y2PTAW-2, S/N: 26281, 1207 hp, Tier 2 certified of Family#8MVXL33.9BBA, Model Year 2008, turbocharged, with a vertical exhaust and flapper valve, driving an 810 kW Kohler generator. | 1 | 0 | 0 | 0 | 1 | Diesel | 810 | 1207 | 810 | 2021-07-28 | 127.20 | 2021-07-28 | 132.30 | 5.1 | 4131 | 3.7526 | 32.8929 | -117.223 | 1 | rooftop | 10300 | Campus Point Dr |  |  | San Diego | CA | San Diego County | 92121 | US | San Diego Geographic Information Source - JPA
APCD2009-PTO-000390 | Active | 2009-12-17 | [34H] California Certified Emergency Standby Engine | SD CO of Gen Svcs PR0086 | Bldg Maint Supervisor | 5555 Overland Av Bldg 10 San Diego, CA | 92123 | J | Emergency Standby Diesel Engine: MTU Detroit Diesel Model 12V4000-G43 (T1238A34), S/N: 526104178, (2328 hp / 1736 kW), Tier 2 certified of Family # 8MDDL95.4XTR, Model Year 2008, turbocharged, aftercooled, with a vertical exhaust and flapper valve, driving a 1250 kW generator. | 1 | 0 | 0 | 0 | 1 | Diesel | 1250 | 2328 | 1250 | [5 empty] | 0 | 0 | 32.8339 | -117.1306 | 1 | range_interpolation | 5555 | Overland Ave | Bldg | 10 | San Diego | CA | San Diego County | 92123 | US | TIGER/LineÂ® dataset from the US Census Bureau
APCD2009-PTO-000395 | Active | 2009-12-31 | [34C] Emergency Standby Engine | SDG&E | Moses Peram | 6875 Consolidated Wy San Diego, CA | 92121 | G | Emergency black start engine: Mfr: Waukesha, Model: L36GLD, S/N: C-95181/1, rated at 924 bhp, fueled with natural gas, lean burn, driving a 689 KW generator (Mfr: Kohler, Model: 600RZW, S/N: 2176636) | 0 | 0 | 1 | 0 | 1 | Natural Gas | 689 | 924 | 689 | 2021-07-27 | 175.40 | 2021-07-27 | 181.20 | 5.8 | 3996.2 | 2.9023 | 32.8763 | -117.1664 | 1 | rooftop | 6875 | Consolidated Way |  |  | San Diego | CA | San Diego County | 92121 | US | San Diego Geographic Information Source - JPA
APCD2009-PTO-890598 | Active | 2009-07-31 | [34C] Emergency Standby Engine | TRI CITY MEDICAL CENTER | Tim Hersy | 4002 VISTA WY OCEANSIDE, CA | 92056 | C | EMERGENCY DIESEL ENGINE: CUMMINS VTA-28-G2, S/N: 37109269, 900 HP, TURBOCHARGED, AFTERCOOLED, DRIVING A 600 KW GENERATOR, WITH VERTICAL UNOBSTRUCTED EXHAUST (ENGINE# 3).(APPL #890598/JJS) 1090 890598985257-SJE-10/2007 (ATCM HEALTHCARE) | 1 | 0 | 0 | 0 | 1 | Diesel | 600 | 900 | 600 | 2022-03-25 | 1159.90 | 2022-03-25 | 1162.90 | 3 | 1800 | 1.6351 | 33.1843 | -117.2918 | 1 | rooftop | 4002 | Vista Way |  |  | Oceanside | CA | San Diego County | 92056 | US | San Diego Geographic Information Source - JPA
APCD2009-PTO-890603 | Active | 2009-07-31 | [34C] Emergency Standby Engine | US Navy | John Shipley | ARCO ARDM-5 Pier 5002 NB Point Loma San Diego, CA | 92106 | I | Emergency standby engine: Cummins diesel engine, Model KTA-38-G1, S/N 79131, rated at 1030 bhp, turbocharged, aftercooled, driving a 650 KW generator. On board the ARCO ARDM 5, Pier 5002 APPL #890603/JJS, 17CCR93115 SJE12/05, 986320/JFT/5/2009, APCD2010-APP-001217/CCN/3/2011 | 1 | 0 | 0 | 0 | 1 | Diesel | 650 | 1030 | 650 | 2022-05-12 | 766.20 | 2022-05-12 | 769.30 | 3.1 | 2015 | 1.8304 | 32.7241 | -117.1709 | 0.5 | place |  |  |  |  | San Diego | CA | San Diego County | 92101 | US | TIGER/LineÂ® dataset from the US Census Bureau
APCD2009-PTO-891096 | Active | 2009-07-31 | [34C] Emergency Standby Engine | TRI CITY MEDICAL CENTER | Tim Hersy | 4002 VISTA WY OCEANSIDE, CA | 92056 | C | ONE (1) DIESEL ENGINE GENERATOR CATERPILLAR MODEL 3508, S/N 23Z03705, 1199 HP, TURBOCHARGED, AFTERCOOLED, RETARDED 4 DEGREES, DRIVING AN 800 KW GENERATOR (ENGINE# 5) 891096 JS/RBL 5/29/92 930056 GDS 12/16/93 NO APP-FIX BEC GDS 01/00 891096 930056985258-SJE-9/2007 ATCM HEALTHCARE | 1 | 0 | 0 | 0 | 1 | Diesel | 800 | 1199 | 800 | 2022-03-25 | 2162.00 | 2022-03-25 | 2164.00 | 2 | 1600 | 1.4534 | 33.1843 | -117.2918 | 1 | rooftop | 4002 | Vista Way |  |  | Oceanside | CA | San Diego County | 92056 | US | San Diego Geographic Information Source - JPA
APCD2009-PTO-900021 | Active | 2009-07-31 | [34C] Emergency Standby Engine | AT&T |  | 17096 Thornmint Ct San Diego, CA | 92127 | F | EMERGENCY GENERATOR: JOHN DEERE MODEL 6076TF010, RATED 211 HP AT 148 KW, WITH TURBOCHARGING AND AFTERCOOLING, DIESEL OIL FIRED, S/N RG6076T134432.(APPL #900021/JJS) 0891 90002117CCR93115SJE12/05 | 1 | 0 | 0 | 0 | 1 | Diesel | 148 | 211 | 148 | 2021-10-12 | 177.80 | 2021-10-12 | 182.20 | 4.4 | 651.2 | 0.59155 | 33.0195 | -117.0994 | 1 | rooftop | 17096 | Thornmint Ct |  |  | San Diego | CA | San Diego County | 92127 | US | Sandoval
APCD2009-PTO-900924 | Active | 2009-07-31 | [34C] Emergency Standby Engine | Coronado Island Marriott Resort | Owner Manager | 2000 Second St Coronado, CA | 92118 | O | ONE (1) EMERGENCY ENGINE GENERATOR SET, CUMMINS DIESEL ENGINE, MODEL #KTA19-G2, S/N: 31134098, 600 HP, DMT GENERATOR, MODEL 400C, 400 KW MAXIMUM OUTPUT @ 1800 RPM, S/N: 860513; ENGINE EQUIPPED WITH TURBOCHARGING AND AFTERCOOLING. 970835 (12/97) 17 CCR 93 115 SJE 12/05 | 1 | 0 | 0 | 0 | 1 | Diesel | 400 | 600 | 400 | 2022-03-16 | 356.90 | 2022-03-16 | 358.40 | 1.5 | 600 | 0.54504 | 32.6946 | -117.1671 | 1 | range_interpolation | 2000 | 2nd St |  |  | Coronado | CA | San Diego County | 92118 | US | TIGER/LineÂ® dataset from the US Census Bureau
APCD2009-PTO-910766 | Active | 2009-07-31 | [34C] Emergency Standby Engine | PACIFIC BELL |  | 2825 GARNET AV #208 SAN DIEGO, CA | 92109 | I | GENERATOR EMERGENCY 450 KW 676 BHP DIESEL ENGINE CATERPILLAR MODEL 3412DITA S/N 81Z04428. (APP#910766 GDS) 7/92 91076617 CCR93115 SJE 12/05 | 1 | 0 | 0 | 0 | 1 | Diesel | 450 | 676 | 450 | 2022-06-01 | 762.50 | 2022-06-01 | 774.80 | 12.3 | 5535 | 5.028 | 32.806 | -117.2177 | 1 | rooftop | 2825 | Garnet Ave | # | 208 | San Diego | CA | San Diego County | 92109 | US | San Diego Geographic Information Source - JPA
APCD2009-PTO-920443 | Active | 2009-07-31 | [34C] Emergency Standby Engine | TRI CITY MEDICAL CENTER | Tim Hersy | 4002 VISTA WY OCEANSIDE, CA | 92056 | C | EMERGENCY GENERATOR-ENGINE SET: CATERPILLAR CO., MODEL 3512, S/N 24Z04975, 1482 HP, TURBOCHARGED AND AFTERCOOLED DIESEL ENGINE DRIVING A STANDBY ELECTRICAL GENERATOR, WITH VERTICAL UNOBSTRUCTED EXHAUST (ENGINE# 4). (APP.NO. 920443, ADL 3/94). APPL #920443985259-SJE-10/2007 (ATCM HEALTHCARE) | 1 | 0 | 0 | 0 | 1 | Diesel |  | 1482 | 1105.1274 | 2022-03-25 | 781.20 | 2022-03-25 | 784.10 | 2.9 | 3204.8695 | 2.9113 | 33.1843 | -117.2918 | 1 | rooftop | 4002 | Vista Way |  |  | Oceanside | CA | San Diego County | 92056 | US | San Diego Geographic Information Source - JPA
APCD2009-PTO-930026 | Active | 2009-07-31 | [34C] Emergency Standby Engine | San Diego County Water Authority | Facility Manager | 610 West 5th Ave Escondido, CA | 92025 | D | EMERGENCY ELECTRICAL GENERATOR-ENGINE SET: CUMMINS ENGINE, MODEL NTA855-G3S/N 30330725, 535 HP, 1800 RPM, TURBOCHARGED AND AFTERCOOLED DIESEL ENGINE DRIVING AN ONAN MODEL 350 DFCC, S/N D910384876, 350 KW ELECTRICAL GENERATOR. (ADL 9/93). 17CCR93115 SJE10/05 930026 | 1 | 0 | 0 | 0 | 1 | Diesel | 350 | 535 | 350 | [5 empty] | 0 | 0 | 33.1147 | -117.0859 | 1 | range_interpolation | 610 | W 5th Ave |  |  | Escondido | CA | San Diego County | 92025 | US | TIGER/LineÂ® dataset from the US Census Bureau
APCD2009-PTO-960451 | Active | 2009-07-31 | [34W] Registered Engine (Rule 12) | USN-Naval Base Point Loma (NBPL) Public Works Dept (PWD) |  | NHRC, Bldg 413 San Diego, CA | 92106 | I | EMERGENCY ENGINE-GENERATOR SET: CUMMINS DIESEL ENGINE, MODEL NTA-855-C, S/N 10920812, 425 BHP, DRIVING A 260 KW GENERATOR. (BLDG SSC413) (960451-CCN-1/98) (982939 34W01 10929 4/05) (983186 6/05) 17CCR93115 SJE12/05-REVISED01/06 | 1 | 0 | 0 | 0 | 1 | Diesel | 260 | 425 | 260 | 2021-06-17 | 407.60 | 2021-06-17 | 410.70 | 3.1 | 806 | 0.73216 | 32.7241 | -117.1709 | 0.5 | place |  |  |  |  | San Diego | CA | San Diego County | 92101 | US | TIGER/LineÂ® dataset from the US Census Bureau
APCD2009-PTO-960510 | Active | 2009-07-31 | [34W] Registered Engine (Rule 12) | Otay Water District | Facility Manager | 12176 Hy 94 Spring Valley, CA | 91978 | Q | EMERGENCY DIESEL ENGINE GENERATOR SET, MODEL 3412 DITA, RATED AT 890 BHP, S/N:81Z14592, EQUIPPED WITH TURBOCHARGING, AFTERCOOLING AND FOUR DEGREE TIMING RETARDATION. APPL# 960510 EFH 08/97 APPL# 974987 | 1 | 0 | 0 | 0 | 1 | Diesel |  | 890 | 663.673 | 2022-04-05 | 683.00 | 2022-04-05 | 685.00 | 2 | 1327.346 | 1.2058 | 32.7184 | -117.0001 | 0.5 | place |  |  |  |  | Spring Valley | CA | San Diego County | 91977 | US | TIGER/LineÂ® dataset from the US Census Bureau
APCD2009-PTO-960589 | Active | 2009-07-31 | [34W] Registered Engine (Rule 12) | MVUT 27 Owner LLC | Jim Hooker | 350 Camino De La Reina San Diego, CA | 92108 | M | EMERGENCY ENGINE-GENERATOR SET: ROILINE NATURAL GAS ENGINE, MODEL H884, ENGINE BLOCK NO. 805020B, 157 BHP, DRIVING A 150 KW GENERATOR. (960589-CCN-1/98) | 0 | 0 | 1 | 0 | 1 | Natural Gas | 150 | 157 | 150 | [5 empty] | 0 | 0 | 32.7642 | -117.1655 | 1 | rooftop | 350 | Camino De La Reina |  |  | San Diego | CA | San Diego County | 92108 | US | San Diego Geographic Information Source - JPA
APCD2009-PTO-960945 | Active | 2009-07-31 | [34W] Registered Engine (Rule 12) | SBC |  | 4569 COLLEGE AV SAN DIEGO, CA | 92115 | J | EMERGENCY STANDBY ENGINE, CAT MODEL 3412, 890HP, ENGINE S/N 81Z19926, DIESEL FIRED, EQUIPPED WITH TURBOCHARGER AND AFTERCOOLER. APPL# 960945 02/99 17CCR93115 SJE12/05 | 1 | 0 | 0 | 0 | 1 | Diesel |  | 890 | 663.673 | [5 empty] | 0 | 0 | 32.7601 | -117.0661 | 1 | rooftop | 4569 | College Ave |  |  | San Diego | CA | San Diego County | 92115 | US | San Diego Geographic Information Source - JPA
APCD2009-PTO-961074 | Active | 2009-07-31 | [34W] Registered Engine (Rule 12) | General Atomics | Vera Mitrofski | 16530 Via Esprillo San Diego, CA | 92127 | F | EMERGENCY STANDBY ENGINE: CATERPILLAR MODEL 3412 S/N 81Z20239 736 BHP DIESEL FUELED. (961074-CCN-2/98) 17CCR93115 SJE 11/05 | 1 | 0 | 0 | 0 | 1 | Diesel |  | 736 | 548.8352 | 2021-12-08 | 208.00 | 2021-12-08 | 216.00 | 8 | 4390.6816 | 3.9885 | 33.0164 | -117.0921 | 1 | rooftop | 16530 | Via Esprillo |  |  | San Diego | CA | San Diego County | 92127 | US | San Diego Geographic Information Source - JPA
APCD2009-PTO-971534 | Active | 2009-07-31 | [34W] Registered Engine (Rule 12) | Sony Electronics Inc | David Bertolette | 16535 Via Esprillo San Diego, CA | 92127 | F | EMERGENCY ENGINE GENERATOR: 1489 HP CATERPILLAR MODEL 3508 DIESEL ENGINE S/N: 4GM00285. GDS 7/98 97153417CCR93115SJE10/05 | 1 | 0 | 0 | 0 | 1 | Diesel |  | 1489 | 1110.3473 | 2022-03-09 | 239.00 | 2022-03-09 | 240.00 | 1 | 1110.3473 | 1.0086 | 33.0148 | -117.0914 | 1 | rooftop | 16535 | Via Esprillo |  |  | San Diego | CA | San Diego County | 92127 | US | San Diego Geographic Information Source - JPA
APCD2009-PTO-971607 | Active | 2009-07-31 | [34W] Registered Engine (Rule 12) | Qualcomm Inc | Grey Duval | 5855 Pacific Center Blvd San Diego, CA | 92121 | G | EMERGENCY ENGINE: DETROIT DIESEL, MODEL 12V-92TA, 947 BHP, S/N 12VF013505, DRIVING AN ELECTRICITY GENERATOR. (971607 ALC 03/99)(982142 1/05)17CCR93115 SJE12/05AP 987683 1/09 | 1 | 0 | 0 | 0 | 1 | Diesel |  | 947 | 706.1779 | 2021-12-31 | 249.20 | 2022-05-04 | 265.70 | 16.5 | 11651.9353 | 10.5845 | 32.9036 | -117.1933 | 1 | rooftop | 5855 | Pacific Center Blvd |  |  | San Diego | CA | San Diego County | 92121 | US | San Diego Geographic Information Source - JPA
APCD2009-PTO-971780 | Active | 2009-07-31 | [34W] Registered Engine (Rule 12) | Kassab Global Biotech LLC | Vince Dickow | 11107 Roselle St San Diego, CA | 92121 | G | EMERGENCY ENGINE GENERATOR, 750 HP CATERPILLAR MODEL 3412, S/N 81Z03548. 8/98 GDS 97178017CCR 93115 SJE02/06 | 0 | 0 | 0 | 0 | 0 | Unknown |  | 750 | 559.275 | 2022-01-26 | 154.70 | 2022-01-26 | 154.80 | 0.1 | 55.9275 | 0 | 32.9067 | -117.2301 | 1 | rooftop | 11107 | Roselle St |  |  | San Diego | CA | San Diego County | 92121 | US | San Diego Geographic Information Source - JPA
APCD2009-PTO-972134 | Active | 2009-07-31 | [34H] California Certified Emergency Standby Engine | Irvine Company |  | 225 Broadway Suite 1550 San Diego, CA | 92101 | N | Emergency Diesel Fire Pump Engine: Clarke (John Deere); model JU6H-UFADPO (6068HFC48); serial number PE6068L281781; Engine Family GJDXL13.5103; tier 3 certified; 220 bhp rated; turbocharged with charge air cooler; driving a water pump. Located within 500 feet of school. | 1 | 0 | 0 | 0 | 1 | Diesel |  | 220 | 164.054 | [5 empty] | 0 | 0 | 32.715 | -117.1624 | 1 | rooftop | 225 | Broadway | Ste | 1550 | San Diego | CA | San Diego County | 92101 | US | San Diego Geographic Information Source - JPA
APCD2009-PTO-972383 | Active | 2009-07-31 | [34W] Registered Engine (Rule 12) | Embassy Suites Hotel | Glen Callender | 601 Pacific Hwy San Diego, CA | 92101 | N | EMERGENCY ENGINE GENERATOR: 340 HORSEPOWER CUMMINS MODEL 250ROZ71, SN 218210, 230 KOHLER GENREATOR MODEL 250ROZ71. 972383 GDS 2/99 17CCR93115 SJE 12/05 | 0 | 0 | 0 | 0 | 0 | Unknown |  | 340 | 253.538 | 2021-11-24 | 579.30 | 2022-07-12 | 590.30 | 11 | 2788.918 | 0 | 32.712 | -117.1705 | 1 | rooftop | 601 | Pacific Hwy |  |  | San Diego | CA | San Diego County | 92101 | US | Sandoval
APCD2009-PTO-972411 | Active | 2009-07-31 | [34W] Registered Engine (Rule 12) | BMR-3525 John Hopkins LP | Dan Krachon | 3525 John Hopkins Court San Diego, CA | 92121 | G | EMERGENCY ENGINE GENERATOR: 377 HORSEPOWER CATERPILLAR DIESEL ENGINE MODEL 3306B, S/N 9NR03103. 972411 GDS 3/99 17CCR93115 SJE 01/06 | 1 | 0 | 0 | 0 | 1 | Diesel |  | 377 | 281.1289 | 2021-11-24 | 118.00 | 2021-11-24 | 129.00 | 11 | 3092.4179 | 2.8091 | 32.8916 | -117.2384 | 1 | rooftop | 3525 | John Hopkins Ct |  |  | San Diego | CA | San Diego County | 92121 | US | Sandoval
APCD2009-PTO-972536 | Active | 2009-07-31 | [34W] Registered Engine (Rule 12) | SD Regional Building Authority | General Manager | 1265 Imperial Av San Diego, CA | 92101 | N | EMERGENCY ENGINE GENERATOR: 375 HORSEPOWER CATERPILLAR DIESEL ENGINE, SERIAL NUMBER 85Z04012, MODEL NUMBER 3306B DL. 972536 GDS 3/99 17CCR93115 SJE 11/05 | 1 | 0 | 0 | 0 | 1 | Diesel |  | 375 | 279.6375 | 2021-07-08 | 312.00 | 2022-05-31 | 322.00 | 10 | 2796.375 | 2.5402 | 32.7058 | -117.1542 | 1 | rooftop | 1265 | Imperial Ave |  |  | San Diego | CA | San Diego County | 92101 | US | San Diego Geographic Information Source - JPA
APCD2009-PTO-973208 | Active | 2009-07-31 | [34W] Registered Engine (Rule 12) | Diego 1 Investment Co LLC | Susan Guerra | 6602 Convoy Ct San Diego, CA | 92111 | M | EMERGENCY ENGINE GENERATOR, 1489 HP, CATERPILLAR DIESEL ENGINE, MODEL 3508, S/N 4GM00342. (APP 973208 E.F.Haury May 1999 17CCR93115 S.J.Eden Aug 2006) | 1 | 0 | 0 | 0 | 1 | Diesel |  | 1489 | 1110.3473 | 2021-10-11 | 101.00 | 2021-10-11 | 103.00 | 2 | 2220.6946 | 2.0173 | 32.8352 | -117.167 | 1 | rooftop | 6602 | Convoy Ct |  |  | San Diego | CA | San Diego County | 92111 | US | Sandoval
APCD2009-PTO-973914 | Active | 2009-07-31 | [34W] Registered Engine (Rule 12) | MCI | Owner Manager | 10065 Barnes Canyon Rd #A San Diego, CA | 92121 | G | EMERGENCY ENGINE GENERATOR: 777 HORSEPOWER CATERPILLAR DIESEL ENGINE MODEL 3412 SERIAL NUMBER 81Z24672 WITH A 500 KW GENERATOR. 973914 GDS 10/99 17CCR93115 SJE 11/05 | 1 | 0 | 0 | 0 | 1 | Diesel | 500 | 777 | 500 | 2022-01-06 | 289.00 | 2022-01-06 | 289.00 | 0 | 0 | 0 | 32.8973 | -117.2011 | 1 | rooftop | 10065 | Barnes Canyon Rd | Ste | A | San Diego | CA | San Diego County | 92121 | US | San Diego Geographic Information Source - JPA
APCD2009-PTO-974520 | Active | 2009-07-31 | [34W] Registered Engine (Rule 12) | TRI CITY MEDICAL CENTER | Tim Hersy | 4002 VISTA WY OCEANSIDE, CA | 92056 | C | EMERGENCY ENGINE GENERATOR, 536 HP CUMMINS DIESEL ENGINE, MODEL VT12-700-GS S/N 669095-3, DRIVING A 400 KW GENERATOR, WITH VERTICAL UNOBSTRUCTED EXHAUST (ENGINE #1) APPL# 974520 EFH 02/00 17CCR93115 SJE01/07 APP#985261-SJE-10/2007 (ATCM HEALTHCARE) | 1 | 0 | 0 | 0 | 1 | Diesel | 400 | 536 | 400 | 2022-03-25 | 955.50 | 2022-03-25 | 958.30 | 2.8 | 1120 | 1.0174 | 33.1843 | -117.2918 | 1 | rooftop | 4002 | Vista Way |  |  | Oceanside | CA | San Diego County | 92056 | US | San Diego Geographic Information Source - JPA
APCD2009-PTO-974521 | Active | 2009-07-31 | [34W] Registered Engine (Rule 12) | TRI CITY MEDICAL CENTER | Tim Hersy | 4002 VISTA WY OCEANSIDE, CA | 92056 | C | EMERGENCY ENGINE GENERATOR, 536 HORSEPOWER CUMMINS DIESEL ENGINE MODEL VT12-700GS, S/N 10414921, WITH VERTICAL UNOBSTRUCTED EXHAUST (ENGINE #2). APPL #974521 EFH 02/00985261- SJE - 10/2007 (ATCM HEALTHCARE) | 1 | 0 | 0 | 0 | 1 | Diesel |  | 536 | 399.6952 | 2022-03-25 | 919.00 | 2022-03-25 | 922.10 | 3.1 | 1239.0551 | 1.1255 | 33.1843 | -117.2918 | 1 | rooftop | 4002 | Vista Way |  |  | Oceanside | CA | San Diego County | 92056 | US | San Diego Geographic Information Source - JPA
APCD2009-PTO-975366 | Active | 2009-07-31 | [34W] Registered Engine (Rule 12) | Altman Investment Co LP | Owner Manager | 10865 Road to The Cure San Diego, CA | 92121 | G | SPECTRUM - DETROIT DIESEL MODEL S063TK35 490 HP S/N 06R0604696. (BLDG 2) 975366 AFS 14AUG2000 17CCR93115 SJE 01/06 | 1 | 0 | 0 | 0 | 1 | Diesel |  | 490 | 365.393 | 2021-10-28 | 40.00 | 2021-10-28 | 44.00 | 4 | 1461.572 | 1.3277 | 32.9033 | -117.2361 | 1 | rooftop | 10865 | Road To The Cure |  |  | San Diego | CA | San Diego County | 92121 | US | San Diego Geographic Information Source - JPA
APCD2009-PTO-975381 | Active | 2009-07-31 | [34W] Registered Engine (Rule 12) | Casa De Manana | Facility Manager | 849 Coast Bl La Jolla, CA | 92037 | I | EMERGENCY ENGINE: JOHN DEERE MODEL 6059TF003 166 BHP DIESEL FIRED S/N CD6059T398672 DRIVING AN ELECTRIC GENERATOR. (975381 ALC 08/00) 17CCR93115 SJE 01/07 (EQ.DESC. CHANGE ALC 01/08) | 1 | 0 | 0 | 0 | 1 | Diesel |  | 166 | 123.7862 | 2022-06-06 | 197.70 | 2022-06-06 | 201.60 | 3.9 | 482.7662 | 0.43854 | 32.8472 | -117.2782 | 1 | range_interpolation | 849 | Coast Blvd |  |  | LA Jolla | CA | San Diego County | 92037 | US | TIGER/LineÂ® dataset from the US Census Bureau
APCD2009-PTO-975504 | Active | 2009-07-31 | [34W] Registered Engine (Rule 12) | Affymetrix Inc | Angel Soriano | 10255 Science Center Dr San Diego, CA | 92121 | G | EMERGENCY ENGINE GENERATOR, 945 HP SPECTRUM DETROIT DIESEL ENGINE, MODEL 81237416, S/N 12V0105S, EQUIPPED WITH TURBOCHARGING AND AFTERCOOLING AND FOUR DEGREE RETARD. APPL# 975504 EFH 04/01 17CCR93115 SJE11/05 (MODEL 12VF10565-812-7416, S/N 365034 ATCM REPORTED) | 1 | 0 | 0 | 0 | 1 | Diesel |  | 945 | 704.6865 | 2022-01-07 | 332.60 | 2022-01-07 | 332.60 | 0 | 0 | 0 | 32.8898 | -117.2312 | 1 | rooftop | 10255 | Science Center Dr |  |  | San Diego | CA | San Diego County | 92121 | US | San Diego Geographic Information Source - JPA
APCD2009-PTO-975794 | Active | 2009-07-31 | [34W] Registered Engine (Rule 12) | ScienCell Research Laboratories Inc | James Shen | 1610 Faraday Ave Carlsbad, CA | 92008 | C | EMERGENCY ENGINE GENERATOR, 435 HP JOHN DEERE DIESEL ENGINE MODEL 6059, S/N CD6059T409341. APPL# 975794 EFH 04/0117CCR93115SJE11/05 | 1 | 0 | 0 | 0 | 1 | Diesel |  | 435 | 324.3795 | 2022-01-01 |  | 2022-01-01 | 329.60 |  | 0 | 0 | 33.1398 | -117.2939 | 1 | rooftop | 1610 | Faraday Ave |  |  | Carlsbad | CA | San Diego County | 92008 | US | San Diego Geographic Information Source - JPA
APCD2009-PTO-975898 | Active | 2009-07-31 | [34W] Registered Engine (Rule 12) | SD City of Redevelopment Agency | Charles Palmer | 614 Market Street San Diego, CA | 92101 | N | EMERGENCY ENGINE: PERKINS 1832-150 MODEL CD90P1, DIESEL FIRED, 136 BHP, S/N: YB50495 U2710656 DRIVING AN ELECTRIC GENERATOR. (975898 ALC 01/01) 17 CCR 93115 SJE 11/05 | 1 | 0 | 0 | 0 | 1 | Diesel |  | 136 | 101.4152 | [5 empty] | 0 | 0 | 32.7116 | -117.1591 | 1 | range_interpolation | 614 | Market St |  |  | San Diego | CA | San Diego County | 92101 | US | TIGER/LineÂ® dataset from the US Census Bureau
APCD2009-PTO-976307 | Active | 2009-07-31 | [34W] Registered Engine (Rule 12) | Horizons Marina District | Management Office | 555 Front St San Diego, CA | 92101 | N | EMERGENCY STANDBY ENGINE: CLARKE DIESEL ENGINE, MODEL DDFP-06FA, S/N 6RF015088, 443 BHP, EQUIPPED WITH AFTERCOOLER, DRIVING A FIRE PUMP. (976307-CCN-11/01) 17CCR93115 SJE11/05 | 1 | 0 | 0 | 0 | 1 | Diesel |  | 443 | 330.3451 | [5 empty] | 0 | 0 | 32.711 | -117.1642 | 1 | rooftop | 555 | Front St |  |  | San Diego | CA | San Diego County | 92101 | US | San Diego Geographic Information Source - JPA
APCD2009-PTO-976308 | Active | 2009-07-31 | [34W] Registered Engine (Rule 12) | Horizons Marina District | Management Office | 555 Front St San Diego, CA | 92101 | N | EMERGENCY STANDBY ENGINE: CUMMINS DIESEL ENGINE, MODEL KTA19-G3, S/N 37192312, 685 BHP, EQUIPPED WITH TURBOCHARGER, AFTERCOOLER, DRIVING A 450 KW GENERATOR. (976308-CCN-11/01) 17CCR93115 SJE04/06 | 1 | 0 | 0 | 0 | 1 | Diesel | 450 | 685 | 450 | [5 empty] | 0 | 0 | 32.711 | -117.1642 | 1 | rooftop | 555 | Front St |  |  | San Diego | CA | San Diego County | 92101 | US | San Diego Geographic Information Source - JPA
APCD2009-PTO-976316 | Active | 2009-07-31 | [34H] California Certified Emergency Standby Engine | Becton Dickenson | Tim Heidkamp | 3750 Torrey View Ct San Diego, CA | 92130 | M | EMERGENCY STANDBY ENGINE: DETROIT DIESEL ENGINE, MODEL 6063-TK35, S/N 06R0645274, 490 BHP, EPA TIER 1 CERTIFIED OF ENGINE FAMILY NUMBER YDDXL12.7TGD, EQUIPPED WITH TURBOCHARGER, DRIVING A 300 KW GENERATOR.(CCN-976316-11/01) 17CCR93115 SJE01/06 | 1 | 0 | 0 | 0 | 1 | Diesel | 300 | 490 | 300 | 2021-05-12 | 452.00 | 2021-05-12 | 456.40 | 4.4 | 1320 | 1.1991 | 32.9219 | -117.2328 | 1 | rooftop | 3750 | Torrey View Ct |  |  | San Diego | CA | San Diego County | 92130 | US | Sandoval
APCD2009-PTO-976814 | Active | 2009-07-31 | [34H] California Certified Emergency Standby Engine | BMR-9885 Towne Centre LP | Dan Krachon | 9885 Towne Centre Drive San Diego, CA | 92121 | G | EMERGENCY STANDBY ENGINE: DETROIT DIESEL ENGINE, MODEL 6063-HK35, S/N 706336, 635 BHP, EPA TIER 1 CERTIFIED OF ENGINE FAMILY NUMBER 1DDXL14.0WLD, EQUIPPED WITH TURBOCHARGER, DRIVING A 405 KW GENERATOR. (976814-CCN-11/01) 17CCR93115 SJE10/05 | 1 | 0 | 0 | 0 | 1 | Diesel | 405 | 635 | 405 | 2021-07-30 | 328.10 | 2021-12-31 | 328.10 | 0 | 0 | 0 | 32.8865 | -117.2159 | 1 | rooftop | 9885 | Towne Centre Dr |  |  | San Diego | CA | San Diego County | 92121 | US | San Diego Geographic Information Source - JPA
APCD2009-PTO-977069 | Active | 2009-07-31 | [34W] Registered Engine (Rule 12) | Integrated DNA Technologies | Joseph Wood | 5626 Oberlin Dr Ste 100 San Diego, CA | 92121 | G | EMERGENCY ENGINE: SPECTRUM, MODEL 50D560, DIESEL FIRED, 97 BHP, S/N 386158, DRIVING AN ELECTRIC GENERATOR. (977069 ALC 10/01) (979812 7/03) 17CCR93115 SJE 10/05 TNO 986791 12844 34W01 34K01 REACTIVATION ACT-000025 | 1 | 0 | 0 | 0 | 1 | Diesel |  | 97 | 72.3329 | 2021-10-15 | 201.40 | 2021-10-15 | 204.50 | 3.1 | 224.232 | 0.20369 | 32.8924 | -117.1973 | 1 | rooftop | 5626 | Oberlin Dr | Ste | 100 | San Diego | CA | San Diego County | 92121 | US | San Diego Geographic Information Source - JPA
APCD2009-PTO-977267 | Active | 2009-07-31 | [34C] Emergency Standby Engine | Life Technologies Corporation |  | 5781 Van Allen Way Carlsbad, CA | 92008 | C | EMERGENCY STANDBY ENGINE. MAKE: DETROIT DIESEL. MODEL: 16V2000G81. DIESEL FUELED. BHP RATING: 1495. EQUIPPED WITH TURBOCHARGER AND AFTERCOOLER. EPA CERTIFIED FAMILY NAME: 1DDXL31.8XRE. DRIVES A 1020 KW GENERATOR. 17CCR93115SJE10/05 (ATCM DATA: S/N 5362001852) | 1 | 0 | 0 | 0 | 1 | Diesel | 20 | 1495 | 20 | 2022-01-01 | 294.40 | 2022-01-01 | 298.50 | 4.1 | 82 | 0.074488 | 33.1395 | -117.2854 | 1 | rooftop | 5781 | Van Allen Way |  |  | Carlsbad | CA | San Diego County | 92008 | US | San Diego Geographic Information Source - JPA
APCD2009-PTO-977318 | Active | 2009-07-31 | [34H] California Certified Emergency Standby Engine | Leucadia Wastewater District | Ian Riffel | 1960 La Costa Avenue Carlsbad, CA | 92009 | E | Portable Emergency Diesel Engine Generator: Perkins, Model 1206J-E70TTA, S/N U003549F; Model Year 2020; Engine Family LPKXL07.0BN1; Tier 4 certified; 320 bhp rated; driving a 200 kW emergency electrical generator. | 1 | 0 | 0 | 0 | 1 | Diesel | 200 | 320 | 200 | 2022-01-01 | 33.60 | 2022-01-01 | 39.60 | 6 | 1200 | 1.0901 | 33.0868 | -117.2664 | 1 | rooftop | 1960 | LA Costa Ave |  |  | Carlsbad | CA | San Diego County | 92009 | US | San Diego Geographic Information Source - JPA
APCD2009-PTO-977759 | Active | 2009-07-31 | [34C] Emergency Standby Engine | Life Technologies Corporation |  | 5781 Van Allen Way Carlsbad, CA | 92008 | C | INTERNAL COMBUSTION ENGINE. DIESEL FUELED. MAKE: DETROIT DIESEL. MODEL: 12V4000/T123-7K36. BHP RATING: 2200 HP. S/N 5262001077. EQUIPPED WITH A TURBOCHARGER. DRIVES AN ELECTRICAL EMERGENCY GENERATOR, SERIAL NO.: 725362, RATED AT 1500 KW 17CCR93115SJE10/05 | 1 | 0 | 0 | 0 | 1 | Diesel | 500 | 36 | 500 | 2022-01-01 | 263.00 | 2022-01-01 | 265.90 | 2.9 | 1450 | 1.3172 | 33.1395 | -117.2854 | 1 | rooftop | 5781 | Van Allen Way |  |  | Carlsbad | CA | San Diego County | 92008 | US | San Diego Geographic Information Source - JPA
APCD2009-PTO-978443 | Active | 2009-07-31 | [34H] California Certified Emergency Standby Engine | St Paul Senior HM Services | Facility Manager | 2635 Second Ave. San Diego, CA | 92103 | M | EMERGENCY STANDBY ENGINE: JOHN DEERE MODEL 6068TF250 S/N T06068T896024, WITH TURBOCHARGER AND AFTERCOOLER DRIVING A 100 KW GENERATOR, S/N 0719317. 978443 EAD 6/12/03 (CARB CERTIFIED ENGINE). 17CCR93115 SJE 03/07 | 0 | 0 | 0 | 0 | 0 | Unknown | 100 | Unknown | 100 | 2021-07-08 | 114.60 | 2021-07-08 | 119.60 | 5 | 500 | 0 | 32.733 | -117.1628 | 1 | rooftop | 2635 | 2nd Ave |  |  | San Diego | CA | San Diego County | 92103 | US | San Diego Geographic Information Source - JPA
APCD2009-PTO-978550 | Active | 2009-07-31 | [34H] California Certified Emergency Standby Engine | Level 3 Communications | Ernie Morris | 36549 Old Hy 80 Pine Valley, CA | 91962 | R | EMERGENCY STANDBY ENGINE: CATERPILLAR DIESEL ENGINE MODEL 3406C DITA S/N 1LS01257 RATED AT 536 BHP EPA TIER 1 CERTIFIED OF ENGINE FAMILY NUMBER YCPXL14.6MRJ EQUIPPED WITH TURBOCHARGER, AFTERCOOLER, DRIVING A365 KW GENERATOR. (978550-CCN-10/02) 17CCR93115 SJE 01/06 | 1 | 0 | 0 | 0 | 1 | Diesel | 365 | 536 | 365 | 2021-06-22 | 1655.30 | 2022-04-26 | 1662.00 | 6.7 | 2445.5 | 2.2215 | 32.8415 | -116.5108 | 0.5 | place |  |  |  |  | Pine Valley | CA | San Diego County | 91962 | US | TIGER/LineÂ® dataset from the US Census Bureau
APCD2009-PTO-978796 | Active | 2009-07-31 | [34W] Registered Engine (Rule 12) | Encinitas City Of PW Fleet | Facility Manager | 2011 Village Park Way Encinitas, CA | 92024 | E | INTERNAL COMBUSTION ENGINE AND CORRESPONDING GENERATOR. MAKE: KOHLER. MODEL 4039 DF. HP RATING: 63. SERIAL NO.: CD4039D216462. DIESEL FUELED. 17CCR93115 SJE12/05 | 1 | 0 | 0 | 0 | 1 | Diesel |  | 63 | 46.9791 | [5 empty] | 0 | 0 | 33.0534 | -117.2456 | 1 | range_interpolation | 2011 | Village Park Way |  |  | Encinitas | CA | San Diego County | 92024 | US | TIGER/LineÂ® dataset from the US Census Bureau
APCD2009-PTO-978845 | Active | 2009-07-31 | [34C] Emergency Standby Engine | Rancho Santa Fe FPD | Facility Manager | 18040 Calle Ambiente Rancho Santa Fe, CA | 92067 | E | EMERGENCY STANDBY ENGINE: DETROIT DIESEL ENGINE MODEL 6063TK35 S/N 2100330497 RATED AT 415 BHP EPA CERTIFIED OF ENGINE FAMILY NUMBER 1DDXL12.7VGD TURBOCHARGED AFTER COOLED DRIVING A 250 KW GENERATOR. (978845-CCN-8/04) 17 CCR 93 115 SKE 10/05 | 1 | 0 | 0 | 0 | 1 | Diesel | 250 | 415 | 250 | [5 empty] | 0 | 0 | 33.0405 | -117.1595 | 1 | rooftop | 18040 | Calle Ambiente |  |  | Rancho Santa Fe | CA | San Diego County | 92067 | US | San Diego Geographic Information Source - JPA
APCD2009-PTO-979352 | Active | 2009-07-31 | [34H] California Certified Emergency Standby Engine | Leucadia Wastewater District | Ian Riffel | 1960 La Costa Avenue Carlsbad, CA | 92009 | E | Portable Emergency Diesel Engine Generator: Perkins, Model 1206J-E70TTA, S/N U003548F; Model Year 2020; Engine Family LPKXL07.0BN1; Tier 4 certified; 320 bhp rated; driving a 200 kW emergency electrical generator | 1 | 0 | 0 | 0 | 1 | Diesel | 200 | 320 | 200 | 2022-01-01 | 30.00 | 2022-01-01 | 36.30 | 6.3 | 1260 | 1.1446 | 33.0868 | -117.2664 | 1 | rooftop | 1960 | LA Costa Ave |  |  | Carlsbad | CA | San Diego County | 92009 | US | San Diego Geographic Information Source - JPA
APCD2009-PTO-979379 | Active | 2009-07-31 | [34H] California Certified Emergency Standby Engine | SD City of Montgomery Field | Charles Broadbent | 3750 John J Montgomery Dr San Diego, CA | 92123 | J | Emergency engine: Caterpillar, Model 5.7L V8, 4-cycle, S/N 57L0015277, rated at 67.2 bhp, EPA certified of engine family number LPSIB5.702ED, equipped with Johnson Matthey three-way catalyst Model MC4D-3FZ3F-3, UIN: 20200132-001, with air to fuel ratio controller: E2328211B, I28 EPR, S/N 149460; driving a 50 KW generator. | 0 | 0 | 0 | 0 | 0 | Unknown | 50 | 67.2 | 50 | 2021-05-12 | 3.20 | 2021-05-12 | 6.00 | 2.8 | 140 | 0 | 32.8152 | -117.1397 | 1 | rooftop | 3750 | John J Montgomery Dr |  |  | San Diego | CA | San Diego County | 92123 | US | San Diego Geographic Information Source - JPA
APCD2009-PTO-979691 | Active | 2009-07-31 | [34H] California Certified Emergency Standby Engine | San Diego County Credit Union | Facility Manager | 6545 Sequence Dr San Diego, CA | 92121 | G | EMERGENCY STANDBY ENGINE: DETROIT DIESEL ENGINE, MODEL R123-7K36, S/N075682, RATED AT 1120 BHP, EPA CERTIFIED OF ENGINE FAMILY NUMBER 2DDXL31.8XRE, TURBOCHARGED, DRIVING A 750 KW GENERATOR. (979691-CCN-9/03) 17CCR93115 SJE 11/05 (ATCM: S/N 5352002836) | 1 | 0 | 0 | 0 | 1 | Diesel | 750 | 1120 | 750 | 2021-12-17 | 193.20 | 2021-12-17 | 199.80 | 6.6 | 4950 | 4.4965 | 32.9069 | -117.1789 | 1 | rooftop | 6545 | Sequence Dr |  |  | San Diego | CA | San Diego County | 92121 | US | San Diego Geographic Information Source - JPA
APCD2009-PTO-979831 | Active | 2009-07-31 | [34H] California Certified Emergency Standby Engine | Chula Vista Elite Athlete Training Center | Adrian Garcia | 2800 Olympic Parkway Chula Vista, CA | 91915 | R | Emergency Diesel Engine Generator: Kohler, Model KDI3404TCR, 86 BHP, S/N 4819702430, Engine Family JKHXL3.36TCR, Tier 4 certified; driving a 50-kW emergency electrical generator. | 1 | 0 | 0 | 0 | 1 | Diesel | 50 | 86 | 50 | 2022-02-10 | 53.50 | 2022-02-10 | 56.00 | 2.5 | 125 | 0.11355 | 32.6283 | -116.9378 | 1 | rooftop | 2800 | Olympic Pkwy |  |  | Chula Vista | CA | San Diego County | 91915 | US | Sandoval
APCD2009-PTO-980415 | Active | 2009-07-31 | [34H] California Certified Emergency Standby Engine | Chula Vista City Of Fire Station #3 | Fleet Manager | 1410 Brandywine Ave Chula Vista, CA | 91911 | R | EMERGENCY STANDBY ENGINE: JOHN DEERE DIESEL ENGINE, MODEL 4045TF150, S/N: PE4045T310833, RATED AT 99 BHP, MODEL YEAR 2003, EPA TIER 1 CERTIFIED OF ENGINE FAMILY NUMBER 3JDXL06.8014, TURBOCHARGED, DRIVING A 60 KW GENERATOR. (980415-CCN-6/05) | 1 | 0 | 0 | 0 | 1 | Diesel | 60 | 99 | 60 | 2021-08-16 | 413.10 | 2022-06-06 | 454.00 | 40.9 | 2454 | 2.2292 | 32.6097 | -117.0289 | 1 | rooftop | 1410 | Brandywine Ave |  |  | Chula Vista | CA | San Diego County | 91911 | US | San Diego Geographic Information Source - JPA
APCD2009-PTO-981217 | Active | 2009-07-31 | [34H] California Certified Emergency Standby Engine | USMC Recruit Depot | Jesselton Gregorio | Barnett Av & Pacific Hy San Diego, CA | 92140 | M | EMERGENCY ENGINE GENERATOR SET: DEUTZ/VOLVO DIESEL ENGINE, MODEL TAD520GE 147 HP, S/N 5300770902, TIER 2 CERTIFIED ENGINE, FAMILY #2DZXL07.1034, TURBOCHARGED, DRIVING A PORTABLE EMERGENCY GENERATOR. STORAGE BUILDING: 226 JFTNEWSEP0204, 985404 EFH | 1 | 0 | 0 | 0 | 1 | Diesel |  | 147 | 109.6179 | [5 empty] | 0 | 0 | 33.0263 | -117.2512 | 0.8 | intersection |  | Brand Crst |  |  | Encinitas | CA | San Diego County | 92024 | US | TIGER/LineÂ® dataset from the US Census Bureau
APCD2009-PTO-981218 | Active | 2009-07-31 | [34H] California Certified Emergency Standby Engine | USMC Recruit Depot | Jesselton Gregorio | Barnett Av & Pacific Hy San Diego, CA | 92140 | M | DIESEL I.C. ENGINE. MAKE: JOHN DEERE, MODEL: 4045TF150, SERIAL NO: PE4045T246692. YR. OF MANUFACTURE: 2003. BHP RATING: 113 HP. EQUIPPED WITH A TURBOCHARGER. DRIVES A PORTABLE ELECTRICAL EMERGENCY GENERATOR, TIER 1 ENGINE, EPA FAMILY NUMBER 2JDXL06.8047. STORAGE BUILDING: 226. | 1 | 0 | 0 | 0 | 1 | Diesel |  | 113 | 84.2641 | [5 empty] | 0 | 0 | 33.0263 | -117.2512 | 0.8 | intersection |  | Brand Crst |  |  | Encinitas | CA | San Diego County | 92024 | US | TIGER/LineÂ® dataset from the US Census Bureau
APCD2009-PTO-981219 | Active | 2009-07-31 | [34H] California Certified Emergency Standby Engine | USMC Recruit Depot | Jesselton Gregorio | Barnett Av & Pacific Hy San Diego, CA | 92140 | M | EMERGENCY ENGINE GENERATOR: IZUZU DIESEL ENGINE, MODEL BB-4JIT, 64.8 HP, Engine Code 4JG1TABGB-01, TURBOCHARGED, MODEL YEAR 2003, TIER 1 CERTIFIED, ENGINE FAMILY NUMBER 3ZXL03.1GTB, DRIVING A PORTABLE EMERGENCY GENERATOR. STORAGE BUILDING: 226. 981219 JFT, 985406 EFH | 1 | 0 | 0 | 0 | 1 | Diesel |  | 64.8 | 48.3214 | [5 empty] | 0 | 0 | 33.0263 | -117.2512 | 0.8 | intersection |  | Brand Crst |  |  | Encinitas | CA | San Diego County | 92024 | US | TIGER/LineÂ® dataset from the US Census Bureau
APCD2009-PTO-981234 | Active | 2009-07-31 | [34H] California Certified Emergency Standby Engine | INOVA Diagnostics Inc | Facility Manager | 9900 Old Grove Rd San Diego, CA | 92131 | F | EMERGENCY ENGINE: MITSUBISHI, MODEL S6R-Y2PTA-4, 898 BHP, DIESEL FIRED, TURBOCHARGED, S/N 18209, CARB CERTIFICATION NO. U-R-035-0052, EPA CERTIFICATION NO. MVX-NR9-03-02, DRIVING A 600-KW ELECTRIC GENERATOR. (981234 ALC 09/04) 17CCR93115 SJE 10/05 | 1 | 0 | 0 | 0 | 1 | Diesel | 600 | 898 | 600 | 2021-07-14 | 313.20 | 2022-06-28 | 331.10 | 17.9 | 10740 | 9.7561 | 32.899 | -117.1149 | 1 | rooftop | 9900 | Old Grove Rd |  |  | San Diego | CA | San Diego County | 92131 | US | San Diego Geographic Information Source - JPA
APCD2009-PTO-981439 | Active | 2009-07-31 | [34C] Emergency Standby Engine | JACOB HEALTH CARE CENTER LLC |  | 4075 54TH STREET SAN DIEGO, CA | 92105 | K | INTERNAL COMBUSTION ENGINE. MAKE: JOHN DEERE. MODEL: 4045HF275H. SERIAL NO. PE4045H370384. YEAR OF MANUFACTURE: 2004. BHP RATING: 157 HP. EQUIPPED WITH TURBOCHARGER AND AFTERCOOLER. DRIVES AN ELECTRICAL EMERGENCY GENERATOR RATED AT 100 KW. JFTNEWSEP1405 | 0 | 0 | 0 | 0 | 0 | Unknown | 100 | 157 | 100 | 2021-12-31 | 312.60 | 2022-02-25 | 339.40 | 26.8 | 2680 | 0 | 32.7502 | -117.0775 | 1 | rooftop | 4075 | 54th St |  |  | San Diego | CA | San Diego County | 92105 | US | San Diego Geographic Information Source - JPA
APCD2009-PTO-981548 | Active | 2009-07-31 | [34H] California Certified Emergency Standby Engine | SAFC Pharma | Tommy Thompson | 6195 El Camino Real Carlsbad, CA | 92011 | E | Emergency standby engine AB Volvo Penta engine, model TAD1831GE, 757 bhp, S/N: 049181, turbocharged, Tier 2 EPA certified, EPA certification No. VPX-NR9-04-03, year of manufacture 2004, diesel fired. Appl# 981548 EFH 11/05 | 1 | 0 | 0 | 0 | 1 | Diesel |  | 757 | 564.4949 | 2022-01-01 | 359.00 | 2022-01-01 | 364.30 | 5.3 | 2991.823 | 2.7178 | 33.125 | -117.2698 | 1 | rooftop | 6195 | El Camino Real |  |  | Carlsbad | CA | San Diego County | 92009 | US | San Diego Geographic Information Source - JPA
APCD2009-PTO-981552 | Active | 2009-07-31 | [34W] Registered Engine (Rule 12) | HCP Torrey Pines LLC | Brandon Crocker | 11149 N Torrey Pines Rd La Jolla, CA | 92037 | I | EMERGENCY STANDBY ENGINE: DETROIT DIESEL ENGINE, MODEL 80637405, S/N 06VF170271, RATED AT 423 BHP, DRIVING A GENERATOR.(981552-CCN-7/04) 17CCR93115 SJE10/05 | 1 | 0 | 0 | 0 | 1 | Diesel |  | 423 | 315.4311 | 2022-05-04 | 330.30 | 2022-05-04 | 333.20 | 2.9 | 914.7502 | 0.83095 | 32.8907 | -117.2417 | 0.7 | street_center |  | N Torrey Pines Rd |  |  | LA Jolla | CA | San Diego County | 92093 | US | TIGER/LineÂ® dataset from the US Census Bureau
APCD2009-PTO-981554 | Active | 2009-07-31 | [34W] Registered Engine (Rule 12) | City of Escondido - FS#2 | Facility Manager | 421 N Midway Dr Escondido, CA | 92027 | D | EMERGENCY ENGINE: MFR: JOHN DEERE, MODEL: 6059TF001, S/N: TO6059T401710, DIESEL FIRED, 150HP, FOR A GENERATOR (MFR: KOHLER, MODEL 80ROZJ81, S/N 324926) | 1 | 0 | 0 | 0 | 1 | Diesel |  | 150 | 111.855 | [5 empty] | 0 | 0 | 33.1379 | -117.0522 | 1 | range_interpolation | 421 | N Midway Dr |  |  | Escondido | CA | San Diego County | 92027 | US | TIGER/LineÂ® dataset from the US Census Bureau
APCD2009-PTO-981603 | Active | 2009-07-31 | [34W] Registered Engine (Rule 12) | JC Penney Company #J2171 7 | Store Manager | 290 E Via Rancho Parkway Escondido, CA | 92025 | D | EMERGENCY STANDBY ENGINE: MFR: CUMMINS, MODEL 4BT-3.9, S/N 44147856, FUEL: DIESEL, RATED AT 82 BHP DRIVING A GENERATOR. (981603-CCN-9/04) 17CCR93115 SJE 12/05 | 1 | 0 | 0 | 0 | 1 | Diesel |  | 82 | 61.1474 | [5 empty] | 0 | 0 | 33.0692 | -117.0638 | 1 | rooftop | 290 | E Via Rancho Pkwy E |  |  | Escondido | CA | San Diego County | 92025 | US | San Diego Geographic Information Source - JPA
APCD2009-PTO-981604 | Active | 2009-07-31 | [34W] Registered Engine (Rule 12) | JC Penney Co | Store Manager | 355 Fletcher Py El Cajon, CA | 92020 | L | EMERGENCY STANDBY ENGINE: FORD ENGINE FUELED WITH NATURAL GAS MODEL LSG-8751-6005A S/N 01319G 22-RM RATED AT 132 BHP DRIVING A 98 KW GENERATOR. (981604-CCN-9/04) | 0 | 0 | 1 | 0 | 1 | Natural Gas | 98 | 132 | 98 | 2022-07-13 | 378.50 | 2022-07-13 | 379.70 | 1.2 | 117.6 | 0.085408 | 32.8046 | -116.9658 | 1 | rooftop | 355 | Fletcher Pkwy |  |  | El Cajon | CA | San Diego County | 92020 | US | Sandoval
APCD2009-PTO-981605 | Active | 2009-07-31 | [34W] Registered Engine (Rule 12) | JC Penney Co | Store Manager | 3040 Plaza Bonita Rd National City, CA | 91950 | Q | EMERGENCY ENGINE: KOHLER MODEL 75ROZ71 75 BHP DIESEL FIRED S/N 095404. (981605 ALC 09/04)17CCR93115 SJE 11/05 (ATCM:WHITE S/N 3443842D3400TX254) | 1 | 0 | 0 | 0 | 1 | Diesel |  | 75 | 55.9275 | 2021-08-02 | 136.30 | 2022-07-29 | 144.50 | 8.2 | 458.6055 | 0.41659 | 32.6558 | -117.0666 | 1 | rooftop | 3040 | Plaza Bonita Rd |  |  | National City | CA | San Diego County | 91950 | US | San Diego Geographic Information Source - JPA
APCD2009-PTO-981606 | Active | 2009-07-31 | [34W] Registered Engine (Rule 12) | JC Penney Co | Store Manager | 6987 Friars Rd San Diego, CA | 92108 | M | EMERGENCY STANDBY ENGINE: WESTINGHOUSE ENGINE, MODEL 3750649604, NATURAL GAS FUELED, DRIVING AN ONAN GENERATOR MODEL 65 OKB-15R/114ON S/N 0670203085. (981606-CCN-10/04) | 0 | 0 | 1 | 0 | 1 | Natural Gas |  | Unknown | Unknown | 2021-08-31 | 828.80 | 2021-08-31 | 831.30 | 2.5 | #VALUE! | 0 | 32.767 | -117.1694 | 1 | rooftop | 6987 | Friars Rd |  |  | San Diego | CA | San Diego County | 92108 | US | San Diego Geographic Information Source - JPA
APCD2009-PTO-981615 | Active | 2009-07-31 | [34W] Registered Engine (Rule 12) | The Home Depot #1018 (North Oceanside) | Store Mgr | 5755 Mission Av Oceanside, CA | 92057 | A | Emergency standby engine: John Deere diesel engine, model 6068TF250, S/N T06068T845354, rated at 166 bhp, driving a 105 kw generator. (981615-CCN-3/06) | 1 | 0 | 0 | 0 | 1 | Diesel | 105 | 166 | 105 | 2021-09-16 | 427.90 | 2022-08-11 | 452.90 | 25 | 2625 | 2.3845 | 33.2502 | -117.2654 | 1 | rooftop | 5755 | Mission Ave |  |  | Oceanside | CA | San Diego County | 92057 | US | San Diego Geographic Information Source - JPA
APCD2009-PTO-981781 | Active | 2009-07-31 | [34H] California Certified Emergency Standby Engine | Valley Center Municipal Water District | Facility Manager | 10916 Meadow Glen Wy Escondido, CA | 92026 | B | INTERNAL COMBUSTION ENGINE. MAKE: PERKINS. MODEL: D40P2-1004GEPA. SERIAL NO AA50842. BHP RATING: 57 HP. DIESEL FUELED. DRIVES AN ELECTRICAL EMERGENCY GENERATOR RATED AT 40 KW. JFT NEW JAN 26 05 17CCR93115 SJE 10/05 | 1 | 0 | 0 | 0 | 1 | Diesel | 40 | 42 | 40 | 2022-05-05 | 427.90 | 2022-05-05 | 432.70 | 4.8 | 192 | 0.17441 | 33.2218 | -117.0976 | 1 | rooftop | 10916 | Meadow Glen East Way |  |  | Escondido | CA | San Diego County | 92026 | US | Sandoval
APCD2009-PTO-981983 | Active | 2009-07-31 | [34C] Emergency Standby Engine | Vons #2121 Vista | Facility Manager | 940 Santa Fe S Vista, CA | 92084 | B | EMERGENCY GENERATOR: ONE (1) 60 BHP GENERAL MOTORS MODEL 5.7 L NATURAL GAS-FIRED ENGINE, S/N 5.7-05906, WITH DUAL CURVE DIGITAL AIR TO FUEL RATIO CONTROLLER WITH OXYGEN SENSOR SYSTEM AND MIRATECH 3-WAY OXIDATION CATALYST/ NSCR, MODEL MN-08-03-D2, FOR NOX, CO AND VOC CONTROL, DRIVING A 45 KW GENERATOR, MODEL 145FPG4. 981983 EAD 8/2/06 | 0 | 0 | 1 | 0 | 1 | Natural Gas | 45 | 60 | 45 | 2022-04-11 | 671.30 | 2022-04-11 | 676.40 | 5.1 | 229.5 | 0.16668 | 33.2125 | -117.2453 | 0.9 | rooftop | 940 | N Santa Fe Ave N |  |  | Vista | CA | San Diego County | 92083 | US | San Diego Geographic Information Source - JPA
APCD2009-PTO-982013 | Active | 2009-07-31 | [34H] California Certified Emergency Standby Engine | Aimco Broadway Lofts, LP | Amanda Begin | 1007 5th Ave Ste 103 San Diego, CA | 92101 | N | EMERGENCY STANDBY DIESEL ENGINE: -DETROIT DIESEL ENGINE, 635 HP, MODEL 606HK35, S/N 06R082344, TURBOCHARGED, AFTERCOOLED. APPL# 982013 EFH 03/06 | 1 | 0 | 0 | 0 | 1 | Diesel |  | 635 | 473.5195 | [5 empty] | 0 | 0 | 32.716 | -117.16 | 1 | rooftop | 1007 | 5th Ave | Ste | 103 | San Diego | CA | San Diego County | 92101 | US | San Diego Geographic Information Source - JPA
APCD2009-PTO-982166 | Active | 2009-07-31 | [34H] California Certified Emergency Standby Engine | USMC Base Public Utilities U40 |  | Building 240162 Camp Pendleton, CA | 92055 | A | EMERGENCY STANDBY ENGINE: 170 BHP CUMMINS MODEL 6BTA5.9-G4 LEAN BURN 4-CYCLE DIESEL FIRED ENGINE WITH TURBOCHARGING AND AFTERCOOLING. S/N: 46431706, EPA TIER II, EPA # CEX-NR5-04-27; CARB# U-R-002-0223. 982166 EAD 12/27/06 | 1 | 0 | 0 | 0 | 1 | Diesel |  | 170 | 126.769 | [5 empty] | 0 | 0 | 33.3877 | -117.4448 | 0.5 | place |  |  |  |  | Camp Pendleton | CA | San Diego County | 92055 | US | TIGER/LineÂ® dataset from the US Census Bureau
APCD2009-PTO-982209 | Active | 2009-07-31 | [34H] California Certified Emergency Standby Engine | G&K Management Co Inc | Eric Hermanson | 180 Ballantyne Drive El Cajon, CA | 92020 | L | EMERGENCY STANDBY ENGINE: 99 BHP JOHN DEERE MODEL 4045TF270E TURBOCHARGED DIESEL FIRED ENGINE, S/N PE 4045T422072, DRIVING A KOHLER POWER SYSTEMS MODEL 60REOZJB 62 KW GENERATOR. EPA TIER 2 # JDA-NR4-04-16; CARB#U-R-004-0179. 982209 EAD 3/15/07 | 1 | 0 | 0 | 0 | 1 | Diesel | 62 | 99 | 62 | 2021-11-08 | 0.00 | 2021-11-08 | 0.00 | 0 | 0 | 0 | 32.796 | -116.9578 | 1 | rooftop | 180 | Ballantyne St |  |  | El Cajon | CA | San Diego County | 92020 | US | San Diego Geographic Information Source - JPA
APCD2009-PTO-982214 | Active | 2009-07-31 | [34W] Registered Engine (Rule 12) | Coronado Shores Condominium Assoc #10 | Bldg Engineer | 1750 Avenida del Mundo Coronado, CA | 92118 | O | EMERGENCY ENGINE: JOHN DEERE, MODEL 6619AF, 255 BHP, DIESEL FIRED, S/N 6619AF00026667RG. (982214 ALC 12/04) 17CCR93115SJE10/05 | 1 | 0 | 0 | 0 | 1 | Diesel |  | 255 | 190.1535 | 2021-06-08 | 549.80 | 2022-07-06 | 574.40 | 24.6 | 4677.7761 | 4.2493 | 32.6772 | -117.1746 | 1 | rooftop | 1750 | Avenida Del Mundo |  |  | Coronado | CA | San Diego County | 92118 | US | San Diego Geographic Information Source - JPA
APCD2009-PTO-982218 | Active | 2009-07-31 | [34W] Registered Engine (Rule 12) | The Irvine Company | Harris Wayne | 4225 Executive SQ San Diego, CA | 92037 | I | EMERGENCY ENGINE GENERATOR, 156 HP CATERPILLAR DIESEL ENGINE MODEL 3208, S/N 29A00882 (983582 9/05)APPL# 982218 EFH 08/05 | 1 | 0 | 0 | 0 | 1 | Diesel |  | 156 | 116.3292 | 2022-04-15 | 413.58 | 2022-04-15 | 419.20 | 5.62 | 653.7701 | 0.59388 | 32.8738 | -117.2157 | 0.9 | rooftop | 4225 | Executive Sq |  |  | LA Jolla | CA | San Diego County | 92037 | US | City of San Diego
APCD2009-PTO-982219 | Active | 2009-07-31 | [34W] Registered Engine (Rule 12) | The Irvine Company | Harris Wayne | 4225 Executive SQ San Diego, CA | 92037 | I | EMERGENCY ENGINE FIRE PUMP: 125 HP CUMMINS DIESEL ENGINE MODEL V-378-F2, S/N 20235900. APPL# 982219 EFH 08/05 | 1 | 0 | 0 | 0 | 1 | Diesel |  | 125 | 93.2125 | 2022-04-15 | 388.30 | 2022-04-15 | 395.50 | 7.2 | 671.13 | 0.60965 | 32.8738 | -117.2157 | 0.9 | rooftop | 4225 | Executive Sq |  |  | LA Jolla | CA | San Diego County | 92037 | US | City of San Diego
APCD2009-PTO-982220 | Active | 2009-07-31 | [34W] Registered Engine (Rule 12) | IRVINE CO THE |  | 4225 EXECUTIVE SQUARE Suite 100 La Jolla, CA | 92037 | I | EMERGENCY ENGINE GENERATOR, 370 HP DETROIT DIESEL ENGINE MODEL 80637405, S/N 06V134838 (983582 9/05)APPL# 982220 EFH 08/05 | 1 | 0 | 0 | 0 | 1 | Diesel |  | 370 | 275.909 | 2022-04-15 | 475.08 | 2022-04-15 | 477.15 | 2.07 | 571.1316 | 0.51881 | 32.8738 | -117.2157 | 1 | rooftop | 4225 | Executive Sq | Ste | 100 | LA Jolla | CA | San Diego County | 92037 | US | City of San Diego
APCD2009-PTO-982331 | Active | 2009-07-31 | [34H] California Certified Emergency Standby Engine | CA ST DEPT OF GENERAL SERVICES UNIT 860 |  | 4050 TAYLOR ST SAN DIEGO, CA | 92110 | I | EMERGENCY STANDBY ENGINE: -CATERPILLAR MODEL 3412 STA, S/N TFT00149 DIESEL FIRED, 1114 HP, S/N BLG03574, TURBOCHARGED AND AFTERCOOLED, DRIVING A 750 KW GENERATOR,TIER 1 ENGINE, EPA CERTIFICATION NO CPX-NR9-04-07, ENGINE YEAR OF MANUFACTURE: 2004 APPL# 982331 EFH 12/05 | 1 | 0 | 0 | 0 | 1 | Diesel | 750 | 1114 | 750 | 2021-12-31 | 173.00 | 2022-05-09 | 184.00 | 11 | 8250 | 7.4942 | 32.7564 | -117.1991 | 1 | range_interpolation | 4050 | Taylor St |  |  | San Diego | CA | San Diego County | 92110 | US | TIGER/LineÂ® dataset from the US Census Bureau
APCD2009-PTO-982356 | Active | 2009-07-31 | [34W] Registered Engine (Rule 12) | Village Square Nursing | Owner Manager | 1586 W San Marcos Blvd San Marcos, CA | 92078 | E | INTERNAL COMBUSTION ENGINE. MAKE: CUMMINS. MODEL: 6CT-8.3. SERIAL NO.:44312353. BHP RATING: 207 HP. DIESEL FUELED. EQUIPPED WITH A TURBOCHARGER. DRIVES AN ELECTRICAL EMERGENCY GENERATOR FOR NURSING FACILITY. JFT NEW FEB 1705 984304-SJE-12/06, REVISED-4/2008 | 1 | 0 | 0 | 0 | 1 | Diesel |  | 53 | 39.5221 | 2022-01-01 | 801.30 | 2022-01-01 | 812.00 | 10.7 | 422.8865 | 0.38415 | 33.1318 | -117.2031 | 1 | rooftop | 1586 | W San Marcos Blvd W |  |  | San Marcos | CA | San Diego County | 92078 | US | San Diego Geographic Information Source - JPA
APCD2009-PTO-982527 | Active | 2009-07-31 | [34H] California Certified Emergency Standby Engine | Alicante Owners Association |  | 475 Redwood St San Diego, CA | 92103 | M | INTERNAL COMBUSTION ENGINE. MAKE: MITSUBISHI, MODEL: S6R-Y1PTA-4, SERIAL 18876. DIESEL FUELED. EQUIPPED WITH TURBOCHARGER. DRIVES AN ELECTRICAL EMERGENCY GENERATOR RATED AT 600 KW. [JFT NEW JUL1806] | 1 | 0 | 0 | 0 | 1 | Diesel | 600 | Unknown | 600 | 2021-06-17 | 144.90 | 2021-06-17 | 149.40 | 4.5 | 2700 | 2.4527 | 32.7374 | -117.1608 | 1 | rooftop | 475 | Redwood St |  |  | San Diego | CA | San Diego County | 92103 | US | San Diego Geographic Information Source - JPA
APCD2009-PTO-982546 | Active | 2009-07-31 | [34W] Registered Engine (Rule 12) | Courtyard San Diego Mission Valley/Hotel Circle | Ociel Rodriguez | 595 S Hotel Circle San Diego, CA | 92108 | M | EMERGENCY DIESEL ENGINE: CUMMINS MODEL NTA-495-G2, S/N: 25143512, 245 HP, TURBOCHARGED, AFTERCOOLED, DRIVING A GENERATOR. 982546-SJE-4/06 | 1 | 0 | 0 | 0 | 1 | Diesel |  | 245 | 182.6965 | 2021-07-12 | 387.60 | 2021-07-12 | 395.90 | 8.3 | 1516.381 | 1.3775 | 32.7598 | -117.1683 | 0.9 | rooftop | 595 | Hotel Cir S |  |  | San Diego | CA | San Diego County | 92108 | US | San Diego Geographic Information Source - JPA
APCD2009-PTO-982596 | Active | 2009-07-31 | [34C] Emergency Standby Engine | Adidas America Inc | Ramon Chavez | 5540 Fermi Court Carlsbad, CA | 92008 | C | EMERGENCY STANDBY ENGINE: PERKINS DIESEL ENGINE, MODEL 1006-6TA, S/N U723568F, RATED AT 212 BHP, MODEL YEAR 1985, TURBOCHARGED, AFTERCOOLED, DRIVING A 125 KW GENERATOR. (982596-CCN-3/06) | 1 | 0 | 0 | 0 | 1 | Diesel | 125 | 212 | 125 | 2022-03-02 | 526.90 | 2022-03-02 | 528.30 | 1.4 | 175 | 0.15897 | 33.141 | -117.281 | 1 | rooftop | 5540 | Fermi Ct |  |  | Carlsbad | CA | San Diego County | 92008 | US | Sandoval
APCD2009-PTO-982634 | Active | 2009-07-31 | [34H] California Certified Emergency Standby Engine | Hotel Solamar | General Manager | 435 6th Av San Diego, CA | 92101 | N | Emergency Standby Engine: 765 bhp Detroit Diesel Model 8V2000/R083-7K36, diesel-fired engine with turbo charging and inner-cooling, and driving a 510 kW generator. S/N 5312002185; EPA family #4 ddxl.3108XRE; EPA Certificate CCX-NR9-04-01; CARB Certification U-R-007-0094.981298. (Cancelled APP# 982634 EAD 2/16/07). | 1 | 0 | 0 | 0 | 1 | Diesel | 510 | 765 | 510 | 2021-11-25 | 145.50 | 2022-08-02 | 161.20 | 15.7 | 8007 | 7.2735 | 32.7097 | -117.159 | 1 | range_interpolation | 435 | 6th Ave |  |  | San Diego | CA | San Diego County | 92101 | US | TIGER/LineÂ® dataset from the US Census Bureau
APCD2009-PTO-982726 | Active | 2009-07-31 | [34H] California Certified Emergency Standby Engine | County of San Diego Sheriffs Dept | Facility Manager | 825 Plaskon Ln Potrero, CA | 91963 | R | Emergency engine: Cummins, Model QSJ5.9G-G1, S/N K200844395, rated at 76.9 bhp, propane fueled, EPA certified of engine family number LKCEXB05.9ARB, equipped with Miratech three-way catalyst: catalyst housing MN-08-03F-HSG-0, S/N MN-1457; with electronic air to fuel ratio controller; driving a 50 KW generator. | 0 | 0 | 0 | 1 | 1 | Propane | 50 | 76.9 | 50 | 2021-06-01 | 0.60 | 2022-03-15 | 93.30 | 92.7 | 4635 | 3.8188 | 32.6092 | -116.6219 | 0.7 | street_center |  | Plaskon Ln |  |  | Potrero | CA | San Diego County | 91963 | US | TIGER/LineÂ® dataset from the US Census Bureau
APCD2009-PTO-983058 | Active | 2009-07-31 | [34H] California Certified Emergency Standby Engine | Quidel Cardiovascular Inc | Ken Dryden | 9965-9995 Summers Ridge Rd San Diego, CA | 92121 | G | Emergency Diesel Engine Generator: Mitsubishi, Model D2000, 2882 BHP, S/N 12062, Engine Family 4MVXL65.4ABB, Tier 1 certified; driving a 2150-kW emergency electrical generator; located in Bldg. A. Annual testing and maintenance limit: 17 hours. | 1 | 0 | 0 | 0 | 1 | Diesel | 150 | 2882 | 150 | 2021-12-31 | 194.70 | 2022-03-25 | 205.40 | 10.7 | 1605 | 1.458 | 32.897 | -117.1715 | 0.9 | nearest_rooftop_match | 9995 | Summers Ridge Rd |  |  | San Diego | CA | San Diego County | 92121 | US | San Diego Geographic Information Source - JPA
APCD2009-PTO-983059 | Active | 2009-07-31 | [34H] California Certified Emergency Standby Engine | Quidel Cardiovascular Inc | Ken Dryden | 9965-9995 Summers Ridge Rd San Diego, CA | 92121 | G | Emergency Diesel Engine Generator: Mitsubishi, Model D2000, 2882 BHP, S/N 12061, Engine Family 4MVXL65.4ABB, Tier 1 certified; driving a 2150-kW emergency electrical generator; located in Bldg. D. Annual testing and maintenance limit: 17 hours. | 1 | 0 | 0 | 0 | 1 | Diesel | 150 | 2882 | 150 | 2021-12-31 | 182.90 | 2022-03-29 | 187.70 | 4.8 | 720 | 0.65404 | 32.897 | -117.1715 | 0.9 | nearest_rooftop_match | 9995 | Summers Ridge Rd |  |  | San Diego | CA | San Diego County | 92121 | US | San Diego Geographic Information Source - JPA
APCD2009-PTO-983060 | Active | 2009-07-31 | [34H] California Certified Emergency Standby Engine | Quidel Cardiovascular Inc | Ken Dryden | 9965-9995 Summers Ridge Rd San Diego, CA | 92121 | G | Emergency Diesel Engine Generator: Mitsubishi, Model D2000, 2882 BHP, S/N 12074, Engine Family 4MVXL65.4ABB, Tier 1 certified; driving a 2150-kW emergency electrical generator; located in Bldg. C. Annual testing and maintenance limit: 17 hours. | 1 | 0 | 0 | 0 | 1 | Diesel | 150 | 2882 | 150 | 2021-12-31 | 191.00 | 2022-03-29 | 200.30 | 9.3 | 1395 | 1.2672 | 32.897 | -117.1715 | 0.9 | nearest_rooftop_match | 9995 | Summers Ridge Rd |  |  | San Diego | CA | San Diego County | 92121 | US | San Diego Geographic Information Source - JPA
APCD2009-PTO-983064 | Active | 2009-07-31 | [34H] California Certified Emergency Standby Engine | San Diego City of Water Dept | Brent Bowman | 14210 Stonebridge Py San Diego, CA | 92131 | F | Emergency Diesel Engine Generator: Volvo Penta, Model D350 12.1A65 TAD1241 GE, S/N D12-466-163-DA-A; Model Year 2004; Engine Family 4VPXL12.1ACB; Tier 2 certified; 539 bhp rated; driving a 350 kW emergency electrical generator. | 1 | 0 | 0 | 0 | 1 | Diesel | 350 | 539 | 350 | 2021-07-28 | 114.10 | 2022-07-29 | 117.10 | 3 | 1050 | 0.95381 | 32.9222 | -117.0305 | 1 | range_interpolation | 14210 | Stonebridge Pkwy |  |  | San Diego | CA | San Diego County | 92145 | US | TIGER/LineÂ® dataset from the US Census Bureau
APCD2009-PTO-983190 | Active | 2009-07-31 | [34H] California Certified Emergency Standby Engine | UCSD Medical Center | EH&S Specialist | 225 Dickinson St W San Diego, CA | 92103 | M | EMERGENCY ENGINE GENERATOR: CATERPILLAR ENGINE, MODEL 3512, DIESEL FIRED, 2155 HP, TURBOCHARGED AND AFTERCOOLED, MAIN ENGINE # 2, S/N 1GZ02616, MODEL YEAR 2005, EPA CERTIFIED TIER 1, ENGINE FAMILY #5CPXL586ERK, DRIVING A1500 KW GENERATOR. 983190 EFH | 1 | 0 | 0 | 0 | 1 | Diesel | 500 | 2155 | 500 | 2021-06-02 | 383.70 | 2021-06-02 | 404.10 | 20.4 | 10200 | 9.2656 | 32.755 | -117.1651 | 1 | range_interpolation | 225 | Dickinson St |  |  | San Diego | CA | San Diego County | 92103 | US | TIGER/LineÂ® dataset from the US Census Bureau
APCD2009-PTO-983374 | Active | 2009-07-31 | [34W] Registered Engine (Rule 12) | CARLSBAD BY THE SEA |  | 2855 CARLSBAD BL CARLSBAD, CA | 92008 | C | EMERGENCY STANDBY ENGINE: DETROIT DIESEL ENGINE, MODEL 8263-7416, S/N 16VF014710 RATED AT 1170 BHP DRIVING A GENERATOR. (983374-CCN-8/05) | 1 | 0 | 0 | 0 | 1 | Diesel |  | 170 | 126.769 | 2022-02-04 | 453.60 | 2022-02-04 | 454.60 | 1 | 126.769 | 0.11516 | 33.1594 | -117.3527 | 1 | rooftop | 2855 | Carlsbad Blvd |  |  | Carlsbad | CA | San Diego County | 92008 | US | San Diego Geographic Information Source - JPA
APCD2009-PTO-983548 | Active | 2009-07-31 | [34H] California Certified Emergency Standby Engine | Pacific Bell | Environmental Mgmt | 7847 Linda Vista Rd San Diego, CA | 92111 | M | EMERGENCY DIESEL ENGINE: CATERPILLAR 3516B, S/N GZS00622, 2848B HP, MODEL YR2005, EPA TIER I CERTIFIED OF ENGINE FAMILY NUMBER 5CPXL78.1ERK, WITH TURBOCHARGER AND AFTERBURNER, DIESEL-FUELED, DRIVING A 2000 KW GENERATOR. 983548-SJE-9/2006 | 1 | 0 | 0 | 0 | 1 | Diesel | 2000 | 2848 | 2000 | 2021-12-31 | 317.60 | 2022-04-05 | 322.90 | 5.3 | 10600 | 9.629 | 32.8056 | -117.1548 | 1 | rooftop | 7847 | Linda Vista Rd |  |  | San Diego | CA | San Diego County | 92111 | US | San Diego Geographic Information Source - JPA
APCD2009-PTO-983608 | Active | 2009-07-31 | [34H] California Certified Emergency Standby Engine | Cuyamaca College |  | 900 Rancho San Diego Parkway El Cajon, CA | 92019 | L | EMERGENCY STANDBY ENGINE: VOLVO DIESEL ENGINE, MODEL D500 16.1 B65, S/N S#D16 003311 C2 A, RATED AT 757 BHP, MODEL YEAR 2005, EPA CERTIFIED OF ENGINE FAMILY NUMBER 5VPXL16.1ACB, TURBOCHARGED, DRIVING A 505 KW GENERATOR (S/N 2052682). (983608-CCN-2/06) | 1 | 0 | 0 | 0 | 1 | Diesel | 505 | 757 | 505 | 2021-09-01 | 489.00 | 2021-09-01 | 510.10 | 21.1 | 10655.5 | 9.6794 | 32.7461 | -116.941 | 1 | rooftop | 900 | Rancho San Diego Pkwy |  |  | El Cajon | CA | San Diego County | 92019 | US | Sandoval
APCD2009-PTO-983832 | Active | 2009-07-31 | [34C] Emergency Standby Engine | KFMB-TV LLC | Rick Bosscher | 8440 Mast Bl San Diego, CA | 92124 | J | INTERNAL COMBUSTION ENGINE. MAKE: FORD. MODEL: WSG 1068, SERIAL NO: 04SS33120 BHP RATING: 189 HP. PROPANE GAS FUELED. EQUIPPED WITH CATALYTIC CONVERTER MODEL IQ-12-04-C1 AND AIR TO FUEL RATIO CONTROLLER. DRIVES AN ELECTRICAL EMERGENCY GENERATOR RATED AT 130 KW. JFTNEWMAR2907 | 0 | 0 | 0 | 1 | 1 | Propane | 130 | 120 | 130 | 2022-01-01 | 88.30 | 2022-01-01 | 88.80 | 0.5 | 65 | 0.053553 | 32.8475 | -117.0261 | 0.83 | nearest_rooftop_match | 8510 | Mast Blvd |  |  | Santee | CA | San Diego County | 92071 | US | San Diego Geographic Information Source - JPA
APCD2009-PTO-983845 | Active | 2009-07-31 | [34H] California Certified Emergency Standby Engine | Cortez Blu Community Association | Bldg Engineer | 801 Ash St San Diego, CA | 92101 | N | EMERGENCY STANDBY ENGINE, VOLVO DIESEL ENGINE, S/N D12*485388*D1*A, MODEL D400 12.1465, RATED AT 602BHP, MODEL YEAR 2005, EPA TIER 2, FAMILY NUMBER 5VPXL1ACB, DRIVING A 400 KW GENERATOR. APPL # 983845 EFH | 1 | 0 | 0 | 0 | 1 | Diesel | 400 | 602 | 400 | [5 empty] | 0 | 0 | 32.7197 | -117.1575 | 1 | range_interpolation | 801 | Ash St |  |  | San Diego | CA | San Diego County | 92101 | US | TIGER/LineÂ® dataset from the US Census Bureau
APCD2009-PTO-983873 | Active | 2009-07-31 | [34H] California Certified Emergency Standby Engine | BAE Systems IESI | Owner Manager | 16250 Technology Dr San Diego, CA | 92127 | F | EMERGENCY STANDBY ENGINE: DETROIT DIESEL ENGINE, MODEL 12V4000-T1237M36, S/N 2040874, RATED AT 2200 BHP, MODEL YEAR 2005, EPA TIER 1 CERTIFIED OF ENGINE FAMILY NUMBER 5DDXL65.0GTP, TURBO CHARGED, AFTER COOLED, DRIVING A 1500 KW GENERATOR.(983873-CCN-8/06) | 1 | 0 | 0 | 0 | 1 | Diesel | 500 | 2200 | 500 | 2021-10-26 | 243.10 | 2021-10-26 | 245.50 | 2.4 | 1200 | 1.0901 | 33.0101 | -117.093 | 1 | rooftop | 16250 | Technology Dr |  |  | San Diego | CA | San Diego County | 92127 | US | San Diego Geographic Information Source - JPA
APCD2009-PTO-983891 | Active | 2009-07-31 | [34H] California Certified Emergency Standby Engine | Olivenhain Municipal Water District | Facility Manager | 9541 Old Course Road San Diego, CA | 92127 | F | EMERGENCY STANDBY ENGINE, CUMMINS DIESEL ENGINE, MODEL QSM11-G2, S/N 35149228, 470 BHP, MODEL YEAR 2005, EPA CERTIFIED, EPA FAMILY NUMBER: 4CEX-L0661AAD, TURBOCHARGED AND AFTERCOOLED, DRIVING A 250 KW GENERATOR S/N F060934186. APPL# 983891 03/07 | 1 | 0 | 0 | 0 | 1 | Diesel | 250 | 470 | 250 | 2022-03-25 | 103.60 | 2022-03-25 | 104.60 | 1 | 250 | 0.2271 | 32.7241 | -117.1709 | 0.5 | place |  |  |  |  | San Diego | CA | San Diego County | 92101 | US | TIGER/LineÂ® dataset from the US Census Bureau
APCD2009-PTO-983923 | Active | 2009-07-31 | [34H] California Certified Emergency Standby Engine | DWF V DiamondView Tower LLC | Lawrence Virissimo | 350 Tenth Ave San Diego, CA | 92101 | N | EMERGENCY ENGINE: DETROIT DIESEL, MODEL 12V2000-G43 / R123-7M36, 985 BHP, S/N 5352004550, TURBOCHARGED, INTERCOOLED, MODEL YEAR 2005, EPA FAMILY NO. 5DDXL35.8GRP. (983923 ALC 06/07) | 1 | 0 | 0 | 0 | 1 | Diesel |  | 985 | 734.5145 | [5 empty] | 0 | 0 | 32.7089 | -117.1559 | 0.9 | nearest_rooftop_match | 352 | 10th Ave |  |  | San Diego | CA | San Diego County | 92101 | US | San Diego Geographic Information Source - JPA
APCD2009-PTO-983934 | Active | 2009-07-31 | [34H] California Certified Emergency Standby Engine | RANCHO SANTA FE COMMUNITY SERVICES DIST |  | 16206 EL CAMINO REAL RANCHO SANTA FE, CA | 92067 | E | EMERGENCY STANDBY ENGINE: 99 BHP, DIESEL, TIER 1, JOHN DEERE M/N:4045TF150C S/N: T040450T891248, TURBOCHARGED, ENGINE FAMILY: 1JDXL06. 8014. VERTICAL EXHAUST STACK. DRIVING AN ELECTRICAL GENERATOR / SEWAGE LIFT STATION, 2001 MODEL YEAR. ORIGINAL APP# 983934, SH 12/08 | 1 | 0 | 0 | 0 | 1 | Diesel |  | 99 | 73.8243 | [5 empty] | 0 | 0 | 33.0091 | -117.2409 | 1 | rooftop | 16206 | El Camino Real |  |  | Rancho Santa Fe | CA | San Diego County | 92067 | US | San Diego Geographic Information Source - JPA
APCD2009-PTO-983998 | Active | 2009-07-31 | [34H] California Certified Emergency Standby Engine | BMR-Sorrento West LLC | Thomas Felter | 11095 Flintkote Ave San Diego, CA | 92121 | G | EMERGENCY DIESEL ENGINE: DETROIT DIESEL 6063-HK35, S/N 06R0751983, 635 HP,TIER 2 CERTIFIED OF ENGINE FAMILY #3DDXL14. 0VLD, TURBOCHARGED, DRIVING A 400 KW GENERATOR. 983998-SJE-03/2006AP 987774 2/09 | 1 | 0 | 0 | 0 | 1 | Diesel | 400 | 635 | 400 | 2021-09-03 | 301.70 | 2021-09-03 | 317.30 | 15.6 | 6240 | 5.6684 | 32.9043 | -117.2313 | 1 | rooftop | 11095 | Flintkote Ave |  |  | San Diego | CA | San Diego County | 92121 | US | San Diego Geographic Information Source - JPA
APCD2009-PTO-984071 | Active | 2009-07-31 | [34C] Emergency Standby Engine | San Diego Association of Governments | Michael Schwarting | 1129 Media Rd San Diego, CA | 92154 | S | INTERNAL COMBUSTION ENGINE. MAKE: CUMMINS, MODEL: 250GTA 855-B S/N:25308781 BHP RATING: 383 HP. NATURAL GAS FUELED, RICH BURN. EQUIPPED WITH: TURBOCHARGER, AFTERCOOLER, AIR TO FUEL RATIO CONTROLLER, BRAND GILL, MODEL AF120, THREE WAY CATALYST MAKE: MINE-X, MODEL: DC48-4. DRIVES AN EMERGENCY ELECTRICAL GENERATOR RATED AT 250 KW (250GFDA). JFT NEW APR1907 AP 987771 2/09 | 0 | 0 | 1 | 0 | 1 | Natural Gas | 250 | 781 | 250 | 2021-05-04 | 228.10 | 2022-06-02 | 259.60 | 31.5 | 7875 | 5.7193 | 32.7034 | -117.0601 | 0.7 | street_center |  | Medio St |  |  | San Diego | CA | San Diego County | 92114 | US | TIGER/LineÂ® dataset from the US Census Bureau
APCD2009-PTO-984152 | Active | 2009-07-31 | [34W] Registered Engine (Rule 12) | Green Manor | General Manager | 4041 Ibis St San Diego, CA | 92103 | M | EMERGENCY ENGINE: FORD MODEL LSG-8751-6005A NATURAL GAS FIRED S/N 02151-B-24-TK 126 BHP MODEL YEAR 1986. 984152-SJE 3/07 | 0 | 0 | 1 | 0 | 1 | Natural Gas |  | 126 | 93.9582 | 2021-05-13 | 493.80 | 2021-05-13 | 496.20 | 2.4 | 225.4997 | 0.16377 | 32.7506 | -117.1729 | 1 | rooftop | 4041 | Ibis St |  |  | San Diego | CA | San Diego County | 92103 | US | San Diego Geographic Information Source - JPA
APCD2009-PTO-984168 | Active | 2009-07-31 | [34H] California Certified Emergency Standby Engine | SD Transit Corp | Tim Burrie | 4620 Ruffner San Diego, CA | 92111 | M | EMERGENCY STANDBY ENGINE: CATERPILLAR DIESEL ENGINE MODEL C32 DITA S/NSYC00337 RATED AT 1502 BHP, MODEL YEAR 2006, EPA TIER 2 CERTIFIED OF ENGINE FAMILY NUMBER 6CPXL32.0ESK, TURBOCHARGED, AFTERCOOLED, DRIVING A 1000 KW GENERATOR. (984168-CCN-1/07) | 1 | 0 | 0 | 0 | 1 | Diesel | 1000 | 502 | 1000 | 2021-12-13 | 226.40 | 2021-12-13 | 243.30 | 16.9 | 16900 | 15.3518 | 32.8249 | -117.1577 | 1 | range_interpolation | 4620 | Ruffner St |  |  | San Diego | CA | San Diego County | 92111 | US | TIGER/LineÂ® dataset from the US Census Bureau
APCD2009-PTO-984465 | Active | 2009-07-31 | [34W] Registered Engine (Rule 12) | El Cajon Silvercrest | Facility Manager | 175 Anza St S El Cajon, CA | 92020 | L | EMERGENCY STANDBY ENGINE: CUMMINS DIESEL ENGINE, MODEL 150DGFAL34571R, S/N SNG-890255700, RATED AT 277 BHP, DRIVING A GENERATOR. (984465-CCN-7/06) | 1 | 0 | 0 | 0 | 1 | Diesel |  | 277 | 206.5589 | 2022-05-17 | 102.40 | 2022-05-17 | 103.90 | 1.5 | 309.8383 | 0.28145 | 32.7939 | -116.9482 | 0.9 | range_interpolation | 175 | S Anza St |  |  | El Cajon | CA | San Diego County | 92020 | US | TIGER/LineÂ® dataset from the US Census Bureau
APCD2009-PTO-984648 | Active | 2009-07-31 | [34H] California Certified Emergency Standby Engine | Marriott Vacation Club Pulse |  | 701 A St San Diego, CA | 92101 | N | Emergency Diesel Engine: John Deere, Model 6068HFC48B, S/N PE6068N014400; Model Year 2020; Engine Family LJDXL13.5103; Tier 3 certified; 274 bhp rated; driving a 750 gpm Clarke emergency fire pump. | 1 | 0 | 0 | 0 | 1 | Diesel |  | 274 | 204.3218 | 2021-10-15 | 13.80 | 2022-04-01 | 42.20 | 28.4 | 5802.7391 | 5.2712 | 32.7187 | -117.158 | 1 | rooftop | 701 | A St |  |  | San Diego | CA | San Diego County | 92101 | US | San Diego Geographic Information Source - JPA
APCD2009-PTO-984715 | Active | 2009-07-31 | [34H] California Certified Emergency Standby Engine | SD Unified Port Harbor Police Dept | Cesar Romero | 3380 Harbor Dr N San Diego, CA | 92101 | N | EMERGENCY DIESEL ENGINE: CUMMINS MODEL QSL9-G2 NR3, S/N 46605944, 249 BHP, TURBOCHARGED, AFTERCOOLED, TIER 3 CERTIFIED OF FAMILY #6CEXL0540AAB, MODEL YEAR 2006, DRIVING A 150 KW GENERATOR. 984715-SJE-4/07 | 1 | 0 | 0 | 0 | 1 | Diesel | 150 | 249 | 150 | 2021-09-28 | 211.10 | 2021-09-28 | 222.30 | 11.2 | 1680 | 1.5261 | 32.7286 | -117.1942 | 1 | rooftop | 3380 | Harbor Dr |  |  | San Diego | CA | San Diego County | 92101 | US | San Diego Geographic Information Source - JPA
APCD2009-PTO-984916 | Active | 2009-07-31 | [34H] California Certified Emergency Standby Engine | SD Police Dept | Facility Manager | 12592 El Camino Real San Diego, CA | 92130 | M | INTERNAL COMBUSTION DIESEL ENGINE. CUMMINS MODEL: QSX15-G9 S/N: 79170024 BHP. FAMILY: 5CEXL015.AAB EQUIPPED WITH TURBOCHARGER AND AFTERCOOLER. DRIVES AN ELECTRICAL EMERGENCY GENERATOR RATED AT 500 KW. JFTNEWAPR0307. | 1 | 0 | 0 | 0 | 1 | Diesel | 500 | 24 | 500 | 2021-12-31 | 121.00 | 2022-08-05 | 133.00 | 12 | 6000 | 5.4504 | 32.9336 | -117.2366 | 1 | range_interpolation | 12592 | El Camino Real |  |  | San Diego | CA | San Diego County | 92130 | US | TIGER/LineÂ® dataset from the US Census Bureau
APCD2009-PTO-985039 | Active | 2009-07-31 | [34C] Emergency Standby Engine | SD Co of Sheriff Department | Gary Mossa | 31079 Hy 94 CAMPO, CA | 91906 | R | EMERGENCY PROPANE ENGINE: FORD WSG-1068, S/N 06PS62127, 126 BHP, EQUIPPED WITH DCL INTERNATIONAL 3-WAY CATALYTIC CONVERTER MODEL D6-46 AND A/F RATIO CONTROLLER, DRIVING A 75KW CUMMINS GENERATOR MODEL 75GGHF. 985039-SJE-2/08 | 0 | 0 | 0 | 1 | 1 | Propane | 75 | 126 | 75 | 2021-06-01 | 655.50 | 2022-03-15 | 696.80 | 41.3 | 3097.5 | 2.552 | 32.6261 | -116.4683 | 0.5 | place |  |  |  |  | Campo | CA | San Diego County | 91906 | US | TIGER/LineÂ® dataset from the US Census Bureau
APCD2009-PTO-985094 | Active | 2009-07-31 | [34C] Emergency Standby Engine | Albertsons #750 | Jill Washburn | 1571 S San Elijo Rd San Marcos, CA | 92078 | E | EMERGENCY ENGINE: GENERAL MOTORS, V6 VORTEC MODEL 4.5L, 60 BHP, NATURAL GAS FIRED, S/N 4P3L36996; WITH A JOHNSON MATTHEY "BANDITO" MODEL CX-4-4 CATALYTIC CONVERTER. (985094 ALC 02/09) | 0 | 0 | 1 | 0 | 1 | Natural Gas |  | 60 | 44.742 | [5 empty] | 0 | 0 | 33.0967 | -117.1995 | 0.8 | rooftop | 1571 | San Elijo Rd |  |  | San Marcos | CA | San Diego County | 92078 | US | San Diego Geographic Information Source - JPA
APCD2009-PTO-985109 | Active | 2009-07-31 | [34H] California Certified Emergency Standby Engine | NEPMU-5 | General Manager | 3235 Albacore Alley NavBase San Diego, CA | 92136 | S | EMERGENCY STANDBY ENGINE: JOHN DEERE DIESEL ENGINE, MODEL 4045TF270, S/N: PE4045T654467, RATED AT 99 BHP, MODEL YEAR 2007, EPA TIER 2 CERTIFIED OF ENGINE FAMILY NUMBER 7JDXL04.5057, TURBOCHARGED, DRIVING A 62 KW GENERATOR. (985109-CCN-5/07) | 1 | 0 | 0 | 0 | 1 | Diesel | 62 | 99 | 62 | 2021-12-30 | 208.60 | 2022-07-05 | 236.20 | 27.6 | 1711.2 | 1.5544 | 32.7241 | -117.1709 | 0.5 | place |  |  |  |  | San Diego | CA | San Diego County | 92101 | US | TIGER/LineÂ® dataset from the US Census Bureau
APCD2009-PTO-985123 | Active | 2009-07-31 | [34H] California Certified Emergency Standby Engine | San Ysidro Fire Station #29 | Station Captain | 198 W San Ysidro Bl San Diego, CA | 92173 | O | EMERGENCY DIESEL ENGINE: JOHN DEERE 3029TF270, S/N PE3029T375851, 64 HP,TIER 2 CERTIFIED OF FAMILY# 4JDXL02.9018, DRIVING A KOHLER 40REOZ GENERATOR. 985123-SJE-JUN07 | 1 | 0 | 0 | 0 | 1 | Diesel |  | 64 | 47.7248 | 2022-03-18 | 257.20 | 2022-03-18 | 265.20 | 8 | 381.7984 | 0.34682 | 32.5533 | -117.0475 | 0.9 | rooftop | 198 | W San Ysidro Blvd |  |  | San Ysidro | CA | San Diego County | 92173 | US | San Diego Geographic Information Source - JPA
APCD2009-PTO-985195 | Active | 2009-07-31 | [34H] California Certified Emergency Standby Engine | San Diego Association of Governments | Michael Schwarting | 2111 East H St Chula Vista, CA | 91914 | Q | INTERNAL COMBUSTION ENGINE. MAKE: JOHN DEERE, model #: 4045HF285, SERIAL NO. PE4045006479, YEAR OF MANUFACTURE: 2007. BHP: 126, DIESEL FUELED. EQUIPPED WITH TURBOCHARGER AND INTERCOOLER. ENGINE CERTIFIED FAMILY: 7JDXL06.8105. DRIVES AN ELECTRICAL EMERGENCY GENERATOR RATED AT 80 KW. JFTNEWFEB0108 | 1 | 0 | 0 | 0 | 1 | Diesel | 80 | 126 | 80 | [5 empty] | 0 | 0 | 32.6411 | -117.0507 | 0.7 | street_center |  | E H St |  |  | Chula Vista | CA | San Diego County | 91910 | US | TIGER/LineÂ® dataset from the US Census Bureau
APCD2009-PTO-985277 | Active | 2009-07-31 | [34H] California Certified Emergency Standby Engine | S.V.D.P. Management Inc | Manager Owner | 640 16th St San Diego, CA | 92101 | N | EMERGENCY ENGINE GENERATOR, DETROIT DIESEL ENGINE, MODEL SERIES 60.14.OL, 635HP, MODEL YEAR 2008, S/N 06R1007483, TURBOCHARGED AND AFTERCOOLED, TIER 3 ENGINE FAMILY NO. 8DDXL14. OVLD, DRIVING A 409 KW GENERATOR. 985277 EFH | 1 | 0 | 0 | 0 | 1 | Diesel | 409 | 635 | 409 | 2021-07-21 | 156.10 | 2022-05-24 | 164.90 | 8.8 | 3599.2 | 3.2695 | 32.7122 | -117.1498 | 1 | rooftop | 640 | 16th St |  |  | San Diego | CA | San Diego County | 92101 | US | San Diego Geographic Information Source - JPA
APCD2009-PTO-985354 | Active | 2009-07-31 | [34H] California Certified Emergency Standby Engine | USN-Naval Base Point Loma (NBPL) Public Works Dept (PWD) |  | C3F Complex, Bldg 56 San Diego, CA | 92106 | I | EMERGENCY ENGINE: CATERPILLAR, MODEL C27 DITA, 1141 BHP, DIESEL FIRED, TURBOCHARGED, AFTERCOOLED, S/N: MJE00600, MODEL YEAR 2006, TIER 2 CERTIFIED, ENGINE FAMILY NO. 7CPXL27.0ESL. LOCATED AT C3F COMPLEX, BLDG 56 (985354 ALC 01/08) | 1 | 0 | 0 | 0 | 1 | Diesel |  | 1141 | 850.8437 | 2021-11-18 | 148.60 | 2021-11-18 | 154.80 | 6.2 | 5275.2309 | 4.792 | 32.8327 | -117.1346 | 1 | street_center |  | Complex Dr |  |  | San Diego | CA | San Diego County | 92123 | US | TIGER/LineÂ® dataset from the US Census Bureau
APCD2009-PTO-985355 | Active | 2009-07-31 | [34H] California Certified Emergency Standby Engine | USN-Naval Base Point Loma (NBPL) Public Works Dept (PWD) |  | C3F Complex, Bldg 60 San Diego, CA | 92106 | I | EMERGENCY ENGINE: CATERPILLAR, MODEL C27 DITA, 1069 BHP, DIESEL FIRED, TURBOCHARGED, AFTERCOOLED, S/N: MJE00602, MODEL YEAR 2007, TIER 2 CERTIFIED, ENGINE FAMILY NO. 7CPXL27.0ESL. LOCATED AT C3F COMPLEX BLDG C-60 (985355 ALC 01/08) | 1 | 0 | 0 | 0 | 1 | Diesel |  | 1069 | 797.1533 | 2021-11-18 | 179.20 | 2021-12-31 | 179.20 | 0 | 0 | 0 | 32.8327 | -117.1346 | 1 | street_center |  | Complex Dr |  |  | San Diego | CA | San Diego County | 92123 | US | TIGER/LineÂ® dataset from the US Census Bureau
APCD2009-PTO-985443 | Active | 2009-07-31 | [34H] California Certified Emergency Standby Engine | SIR Campbell Place Inc | Jerry Peripoli | 2548 Campbell Place Carlsbad, CA | 92009 | E | EMERGENCY STANDBY ENGINE: DETROIT DIESEL ENGINE, MODEL SERIES 60, 14.0L S/N: UNIT# 06R0969780, RATED AT 685 BHP, EPA TIER 3 CERTIFIED OF ENGINE FAMILY NUMBER 7DDXL14.0VLD, DRIVING A 450 KW GENERATOR. (985443-CCN-2/09) | 1 | 0 | 0 | 0 | 1 | Diesel | 450 | 685 | 450 | [5 empty] | 0 | 0 | 33.1297 | -117.2625 | 1 | rooftop | 2548 | Campbell Pl |  |  | Carlsbad | CA | San Diego County | 92009 | US | San Diego Geographic Information Source - JPA
APCD2009-PTO-985505 | Active | 2009-07-31 | [34H] California Certified Emergency Standby Engine | Belmont Village Cardiff by the Sea | Owner Manager | 3535 Manchester Av Cardiff By The Sea, Ca | 92007 | E | EMERGENCY DIESEL ENGINE: JOHN DEERE 6068HF485, S/N: PE6068L030300, 315 HP, TIER 3 CERTIFIED OF FAMILY# 7JDXL06.8101, AFTERCOOLED, DRIVING A2 35 KW GENERATOR, LOCATED WITHIN 500 FEET OF SCHOOL GROUNDS. 985505/SJE | 1 | 0 | 0 | 0 | 1 | Diesel | 35 | 315 | 35 | [5 empty] | 0 | 0 | 33.0205 | -117.2567 | 1 | rooftop | 3535 | Manchester Ave |  |  | Cardiff By The Sea | CA | San Diego County | 92007 | US | San Diego Geographic Information Source - JPA
APCD2009-PTO-985557 | Active | 2009-07-31 | [34H] California Certified Emergency Standby Engine | North Island Credit Union | Facility Manager | 5898 Copley Dr San Diego, CA | 92111 | M | EMERGENCY DIESEL ENGINE: CATERPILLAR C18ATAAC, S/N: EST00594, 900 HP, TIER 2 CERTIFIED OF FAMILY #8CPXL18.1ESW, AFTERCOOLED, TURBOCHARGED, DRIVING A 600 KW BACKUP GENERATOR. 985557/SJE | 1 | 0 | 0 | 0 | 1 | Diesel | 600 | 900 | 600 | 2022-02-14 | 81.40 | 2022-02-14 | 83.00 | 1.6 | 960 | 0.87206 | 32.8435 | -117.1736 | 1 | rooftop | 5898 | Copley Dr |  |  | San Diego | CA | San Diego County | 92111 | US | San Diego Geographic Information Source - JPA
APCD2009-PTO-985560 | Active | 2009-07-31 | [34H] California Certified Emergency Standby Engine | Coronado Shores Condominium Assn #9 | Owner Manager | 1820 Avenida Del Mundo Coronado, CA | 92118 | O | EMERGENCY ENGINE: JOHN DEERE, MODEL 6068HF285, 177 BHP, DIESEL FIRED,TURBO CHARGED, S/N PE6068L005421, ENGINE FAMILY NO. 6JDXL06.8104. (985560 ALC 04/09) | 1 | 0 | 0 | 0 | 1 | Diesel |  | 177 | 131.9889 | 2021-07-09 | 255.60 | 2022-07-21 | 261.70 | 6.1 | 805.1323 | 0.73138 | 32.6758 | -117.1715 | 1 | rooftop | 1820 | Avenida Del Mundo |  |  | Coronado | CA | San Diego County | 92118 | US | San Diego Geographic Information Source - JPA
APCD2009-PTO-985561 | Active | 2009-07-31 | [34H] California Certified Emergency Standby Engine | Grand Pacific Hotels LP | Facility Manager | 5460 Grand Pacific Dr Carlsbad, CA | 92008 | C | EMERGENCY ENGINE: JOHN DEERE, MODEL 4045HF285, DIESEL FIRED, 125 BHP, TURBOCHARGED, AFTERCOOLED, S/N PE4045L018432, ENGINE FAMILY NO.7JDXL06.8105.(985561 ALC 06/09) | 1 | 0 | 0 | 0 | 1 | Diesel |  | 125 | 93.2125 | 2021-10-22 | 141.50 | 2021-10-22 | 160.50 | 19 | 1771.0375 | 1.6088 | 33.1312 | -117.309 | 0.9 | nearest_rooftop_match | 5466 | Grand Pacific Dr |  |  | Carlsbad | CA | San Diego County | 92008 | US | San Diego Geographic Information Source - JPA
APCD2009-PTO-985584 | Active | 2009-07-31 | [34H] California Certified Emergency Standby Engine | SD CITY OF BROWN FIELD AIRPORT |  | 1510 CONTINENTAL ST SAN DIEGO, CA | 92154 | S | EMERGENCY DIESEL ENGINE: JOHN DEERE / 6068HF485, S/N: PE6068L028253,315 HP, TIER 3 CERTIFIED OF FAMILY# 7JDXL06.8101, TURBOCHARGED, DRIVING A 200 KW GENERATOR. 985584/SJE | 1 | 0 | 0 | 0 | 1 | Diesel | 200 | 315 | 200 | 2022-02-02 | 161.50 | 2022-02-02 | 192.30 | 30.8 | 6160 | 5.5957 | 32.5686 | -116.9868 | 1 | range_interpolation | 1510 | Continental St |  |  | San Diego | CA | San Diego County | 92154 | US | TIGER/LineÂ® dataset from the US Census Bureau
APCD2009-PTO-985641 | Active | 2009-07-31 | [34H] California Certified Emergency Standby Engine | SD CO OF MENTAL HEALTH PR0385 |  | 3851 ROSECRANS ST SAN DIEGO, CA | 92110 | I | EMERGENCY ENGINE: JOHN DEERE, MODEL 6090HF485, 463 BHP, DIESEL FIRED, TURBO CHARGED, S/N RG6090L022138, ENGINE FAMILY NO. 6JDXL09.0102. TIER 3. (985641 ALC 10/08) | 1 | 0 | 0 | 0 | 1 | Diesel |  | 463 | 345.2591 | 2021-10-28 | 335.50 | 2021-10-28 | 346.30 | 10.8 | 3728.7983 | 3.3872 | 32.7528 | -117.2018 | 1 | rooftop | 3851 | Rosecrans St |  |  | San Diego | CA | San Diego County | 92110 | US | San Diego Geographic Information Source - JPA
APCD2009-PTO-985759 | Active | 2009-07-31 | [34H] California Certified Emergency Standby Engine | CA ST DEPT OF FORESTRY RAINBOW |  | 8215 RAINBOW HEIGHTS RD FALLBROOK, CA | 92028 | A | EMERGENCY ENGINE: JOHN DEERE, MODEL 4045HF275H, 157 BHP, DIESEL FIRED, TURBOCHARGED, S/N PE4045H599504, ENGINE FAMILY NO. 6JDXL06.8039. (985759 ALC 09/08) | 1 | 0 | 0 | 0 | 1 | Diesel |  | 157 | 117.0749 | [5 empty] | 0 | 0 | 33.4286 | -117.0999 | 1 | rooftop | 8215 | Rainbow Heights Rd |  |  | Fallbrook | CA | San Diego County | 92028 | US | San Diego Geographic Information Source - JPA
APCD2009-PTO-985906 | Active | 2009-07-31 | [34H] California Certified Emergency Standby Engine | USN-Naval Base Point Loma (NBPL) Public Works Dept (PWD) |  | C3F Complex, Bldg 24 San Diego, CA | 92106 | I | EMERGENCY ENGINE: DETROIT DIESEL/MTU, MODEL 12V2000 G84 R123-8A36, 1120 BHP DIESEL FIRED, TURBOCHARGED, S/N: 5352006051, ENGINE FAMILY NO. 8MDDL31.8XRR, LOCATED IN C3F COMPLEX, BLDG. 24. (985906 ALC 04/09) | 1 | 0 | 0 | 0 | 1 | Diesel |  | 1120 | 835.184 | 2021-11-18 | 208.90 | 2021-11-18 | 215.20 | 6.3 | 5261.6592 | 4.7797 | 32.8327 | -117.1346 | 1 | street_center |  | Complex Dr |  |  | San Diego | CA | San Diego County | 92123 | US | TIGER/LineÂ® dataset from the US Census Bureau
APCD2009-PTO-985916 | Active | 2009-07-31 | [34H] California Certified Emergency Standby Engine | Castle Access | Facility Manager | 9606 Aero Dr #1900 San Diego, CA | 92123 | J | EMERGENCY ENGINE: DETROIT DIESEL MTU, MODEL R1638A36, 1495 BHP, DIESEL FIRED, TURBOCHARGED, S/N 5362004211, ENGINE FAMILY NO. 7 MMDL31.8XRR. (985916 ALC 01/09) | 1 | 0 | 0 | 0 | 1 | Diesel |  | 1495 | 1114.8215 | 2021-09-17 | 308.80 | 2021-09-17 | 318.80 | 10 | 11148.215 | 10.127 | 32.8099 | -117.1214 | 1 | rooftop | 9606 | Aero Dr | Ste | 1900 | San Diego | CA | San Diego County | 92123 | US | San Diego Geographic Information Source - JPA
APCD2009-PTO-985963 | Active | 2009-07-31 | [34H] California Certified Emergency Standby Engine | USMC MCAS Miramar | General Manager | USMC Miramar San Diego, CA | 92145 | H | EMERGENCY ENGINE: JOHN DEERE, MODEL 3029TF270, 64 BHP, DIESEL FIRED, TURBOCHARGED, S/N: CD3029G100040, ENGINE FAMILY NO. 7JDXL02.9050. (985963 ALC 04/09) | 1 | 0 | 0 | 0 | 1 | Diesel |  | 64 | 47.7248 | 2022-01-01 | 136.60 | 2022-01-01 | 140.00 | 3.4 | 162.2643 | 0.1474 | 32.8795 | -117.1612 | 1 | street_center |  | Miramar Rd |  |  | San Diego | CA | San Diego County | 92121 | US | TIGER/LineÂ® dataset from the US Census Bureau
APCD2009-PTO-986000 | Active | 2009-07-31 | [34H] California Certified Emergency Standby Engine | Navigate BioPharma Services Inc | Mindy Cecil | 1890 Rutherford Rd. Carlsbad, CA | 92008 | C | EMERGENCY STANDBY ENGINE, JOHN DEERE DIESEL ENGINE, MODEL 6081TF0001, 210HP, S/N RG6081T146396, MODEL YEAR 2001, TURBOCHARGED, TIER 1, ENGINE FAMILY NO 1JDXLO81009, DRIVING A 157 KW GENERATOR. APPL# 986000 EFHAP 987598 12/08 | 1 | 0 | 0 | 0 | 1 | Diesel | 157 | 210 | 157 | 2021-07-27 | 340.30 | 2021-07-27 | 347.50 | 7.2 | 1130.4 | 1.0268 | 33.1361 | -117.2831 | 1 | rooftop | 1890 | Rutherford Rd |  |  | Carlsbad | CA | San Diego County | 92008 | US | San Diego Geographic Information Source - JPA
APCD2009-PTO-986029 | Active | 2009-07-31 | [34H] California Certified Emergency Standby Engine | County Of SD Sheriff SUB Station | Facility Manager | 2751 Alpine Blvd Alpine, CA | 91901 | H | EMERGENCY ENGINE GENERATOR, JOHN DEERE DIESEL ENGINE, MODEL 669HF485, 453 HP MODEL 2007, EPA TIER 3 CERTIFIED, ENGINE FAMILY NUMBER 7JDXL06.0102, TURBO CHARGED, S/N RG6090L022666, DRIVING A 300 KW GENERATOR. APPL# 986029 EFH | 1 | 0 | 0 | 0 | 1 | Diesel | 300 | 453 | 300 | 2022-01-01 | 186.00 | 2022-01-01 | 187.00 | 1 | 300 | 0.27252 | 32.834 | -116.7542 | 1 | rooftop | 2751 | Alpine Blvd |  |  | Alpine | CA | San Diego County | 91901 | US | San Diego Geographic Information Source - JPA
APCD2009-PTO-986033 | Active | 2009-07-31 | [34H] California Certified Emergency Standby Engine | Avalon Fashion Valley | Frank Najera | 7084 Friars Rd San Diego, CA | 92108 | M | INTERNAL COMBUSTION ENGINE: MAKE: JOHN DEERE MODEL: 3029TF270, SERIAL NO. CD3029G105046, DIESEL ENGINE BHP: 64 HP, EQUIPPED WITH TURBOCHARGER. DRIVES AN ELECTRICAL EMERGENCY GENERATOR, SERIAL NO. 2182011, RATED AT 26 KW. TIER 2. FAMILY: 7JDXL02.9050 JFT 986033 | 1 | 0 | 0 | 0 | 1 | Diesel | 26 | 64 | 26 | 2021-12-31 | 205.50 | 2022-08-24 | 231.10 | 25.6 | 665.6 | 0.60463 | 32.7705 | -117.1647 | 1 | rooftop | 7084 | Friars Rd |  |  | San Diego | CA | San Diego County | 92108 | US | San Diego Geographic Information Source - JPA
APCD2009-PTO-986039 | Active | 2009-07-31 | [34H] California Certified Emergency Standby Engine | Bahia Hotel | General Manager | 998 W Mission Bay Dr San Diego, CA | 92109 | I | INTERNAL COMBUSTION ENGINE. MAKE: GENERAC/ FORD, MODEL: SG100/V10, SERIAL NO:E182A 180108 0186178.: 2099689, YEAR OF MANUFACTURE: 2001. BHP: 147 HP, NATURAL GAS FIRED. TURBOCHARGED, EQUIPPED WITH A 3 WAY CATALYTIC CONVERTER. ENGINE DRIVES AN EMERGENCY ELECTRICAL GENERATOR RATED AT 100 KW. JFT JUN/ 08 986039 | 0 | 0 | 1 | 0 | 1 | Natural Gas | 100 | 147 | 100 | 2022-06-13 | 306.80 | 2022-06-13 | 321.40 | 14.6 | 1460 | 1.0603 | 32.7891 | -117.2518 | 1 | rooftop | 998 | W Mission Bay Dr W |  |  | San Diego | CA | San Diego County | 92109 | US | San Diego Geographic Information Source - JPA
APCD2009-PTO-986041 | Active | 2009-07-31 | [34H] California Certified Emergency Standby Engine | San Diego County Water Authority Twin Oaks | Mark Christman | 3566 Twin Oaks Valley Rd N San Marcos, CA | 92069 | B | EMERGENCY STANDBY ENGINE: -CUMMINS DIESEL ENGINE - MODEL QSB5-GE,145 HP, S/N 21805737, MODEL YEAR 2007, TURBOCHARGED, TIER 3, ENGINE FAMILY 7CEXL0275AAG, DRIVING A 80 KW GENERATOR. APPL# 986041 EFH | 1 | 0 | 0 | 0 | 1 | Diesel | 80 | 145 | 80 | 2022-04-12 | 222.80 | 2022-04-12 | 225.70 | 2.9 | 232 | 0.21075 | 33.2096 | -117.1705 | 0.9 | range_interpolation | 3566 | N Twin Oaks Valley Rd |  |  | San Marcos | CA | San Diego County | 92069 | US | TIGER/LineÂ® dataset from the US Census Bureau
APCD2009-PTO-986042 | Active | 2009-07-31 | [34H] California Certified Emergency Standby Engine | Resmed Corp DBA Neal Electric Corp | General Manager | 9001 Spectrum Center Blvd. San Diego, CA | 92123 | J | INTERNAL COMBUSTION ENGINE: -MAKE: DETROIT DIESEL- BEHR -ENGINE MODEL: R1638A36 -ENGINE S/N: 5362004468 -GENERATOR MODEL: 100RXC6DT2 -GENERATOR SERIAL NO: 161361-0608 ENGINE IS TURBOCHARGED AND INTERCOOLED, ENGINE BHP: 1,495. DIESEL FUELED. TIER 2 CERTIFIED FAMILY NO. 8DDLX31.8XRR. DRIVES AN ELECTRICAL EMERGENCY GENERATOR RATED AT 915 KW. JFT MAY/09 | 1 | 0 | 0 | 0 | 1 | Diesel | 915 | 1495 | 915 | 2021-10-20 | 163.33 | 2021-10-20 | 174.02 | 10.69 | 9781.35 | 8.8853 | 32.8256 | -117.1342 | 1 | rooftop | 9001 | Spectrum Center Blvd |  |  | San Diego | CA | San Diego County | 92123 | US | San Diego Geographic Information Source - JPA
APCD2009-PTO-986068 | Active | 2009-07-31 | [34H] California Certified Emergency Standby Engine | San Marcos Fire Department | Pete Armstrong | 204 San Elijo Rd San Marcos, CA | 92078 | E | EMERGENCY ENGINE: JOHN DEERE, MODEL 4045HF285, 153 BHP, DIESEL FIRED, TURBOCHARGED, S/N PE 4045L016328, TIER 4, ENGINE FAMILY NO. 7JDXL06.8105. (986068 ALC 04/09) | 1 | 0 | 0 | 0 | 1 | Diesel |  | 153 | 114.0921 | [5 empty] | 0 | 0 | 33.0988 | -117.2005 | 0.7 | street_center |  | San Elijo Rd |  |  | San Marcos | CA | San Diego County | 92078 | US | TIGER/LineÂ® dataset from the US Census Bureau
APCD2009-PTO-986083 | Active | 2009-07-31 | [34H] California Certified Emergency Standby Engine | Commander Navy Region SW |  | 3901 N Harbor Dr Bld 600 San Diego, CA | 92132 | N | EMERGENCY ENGINE: MITSUBISHI, MODEL S12H-Y2PTAW-1, 1528 BHP, DIESEL FIRED, S/N: 31416, ENGINE FAMILY NO. 7MVXL37.1BBA, LOCATED IN BLDG. 600. (986083 ALC 02/09) | 1 | 0 | 0 | 0 | 1 | Diesel |  | 1528 | 1139.4296 | 2021-09-15 | 310.70 | 2021-12-31 | 310.70 | 0 | 0 | 0 | 32.7293 | -117.2073 | 1 | range_interpolation | 3901 | N Harbor Dr |  |  | San Diego | CA | San Diego County | 92101 | US | TIGER/LineÂ® dataset from the US Census Bureau
APCD2009-PTO-986090 | Active | 2009-07-31 | [34H] California Certified Emergency Standby Engine | Palomar Technologies Inc | Shawn Rivera | 6305 El Camino Real Carlsbad, CA | 92009 | E | EMERGENCY STANDBY ENGINE: CUMMINS DIESEL ENGINE, MODEL QSL9-G3-NR3, S/N 21806020, RATED AT 399 BHP, MODEL YEAR 2007, EPA TIER 3 CERTIFIED OF ENGINE FAMILY NUMBER 7CEXL0540AAB, TURBOCHARGED, AFTERCOOLED, DRIVING A 250 KW GENERATOR. (986090-CCN-3/09) | 1 | 0 | 0 | 0 | 1 | Diesel | 250 | 399 | 250 | [5 empty] | 0 | 0 | 33.1216 | -117.2679 | 1 | rooftop | 6305 | El Camino Real |  |  | Carlsbad | CA | San Diego County | 92011 | US | San Diego Geographic Information Source - JPA
APCD2009-PTO-986102 | Active | 2009-07-31 | [34W] Registered Engine (Rule 12) | Grossmont-Cuyamaca Comm College Dist |  | Attn: Dale R Switzer, Dir Facilities Planning & Development,8800 Grossmont College Dr El Cajon, CA | 92020 | L | EMERGENCY ENGINE: CATERPILLAR, MODEL 3412, DIESEL FIRED, 749 BHP, S/N 81Z24109. (986102 ALC 06/09) | 1 | 0 | 0 | 0 | 1 | Diesel |  | 749 | 558.5293 | 2022-05-25 | 299.00 | 2022-05-25 | 301.00 | 2 | 1117.0586 | 1.0147 | 32.8044 | -116.8695 | 0.9 | street_center |  | W Dr |  |  | El Cajon | CA | San Diego County | 92021 | US | TIGER/LineÂ® dataset from the US Census Bureau
APCD2009-PTO-986129 | Active | 2009-07-31 | [34H] California Certified Emergency Standby Engine | Arena Pharmaceuticals | Mark Bouchard | 6118 Nancy Ridge Dr San Diego, CA | 92121 | G | EMERGENCY DIESEL ENGINE: CATERPILLAR, MODEL C9, 480 BHP, TURBOCHARGED, AFTERCOOLED, S/N C9E00451, TIER 3, ENGINE FAMILY NO. 6CPXL08.8ESK. (986129 ALC 10/08) | 1 | 0 | 0 | 0 | 1 | Diesel |  | 480 | 357.936 | 2021-09-02 | 89.80 | 2021-09-02 | 94.10 | 4.3 | 1539.1248 | 1.3981 | 32.8909 | -117.1877 | 1 | rooftop | 6118 | Nancy Ridge Dr |  |  | San Diego | CA | San Diego County | 92121 | US | San Diego Geographic Information Source - JPA
APCD2009-PTO-986136 | Active | 2009-07-31 | [34C] Emergency Standby Engine | Vons |  | 1745 Eastlake Parkway Chula Vista, CA | 91915 | R | I.C. EMERGENCY ENGINE. MAKE: FORD MODEL 2G622LP, S/N 021266256, BHP: 92 HP NATURALLY ASPIRATED, BURNS NATURAL GAS FUEL. EQUIPPED WITH A CATALYTIC CONVERTER BRAND GENERAC P/N: 0D4208. DRIVES A 45 KW CAPACITY, ELECTRICAL GENERATOR. JFT 06/2009 | 0 | 0 | 1 | 0 | 1 | Natural Gas | 45 | 92 | 45 | 2021-05-05 | 270.20 | 2022-06-15 | 300.40 | 30.2 | 1359 | 0.98698 | 32.6196 | -116.9612 | 1 | rooftop | 1745 | Eastlake Pkwy |  |  | Chula Vista | CA | San Diego County | 91915 | US | Sandoval
APCD2009-PTO-986160 | Active | 2009-07-31 | [34H] California Certified Emergency Standby Engine | Westland Nursery LLC | Owner/ Manager | 131 Vista Merriam San Marcos, CA | 92069 | B | EMERGENCY STANDBY ENGINE: MAKE JOHN DEERE, MODEL 6068HF485T, S/N PE6068L039328, RATED AT 315 BHP, EPA TIER 3 CERTIFIED OF ENGINE FAMILY NUMBER 8JDXL06.8101, TURBOCHARGED, DRIVING A 235 KW GENERATOR. (986160-CCN-3/09) | 0 | 0 | 0 | 0 | 0 | Unknown | 235 | 315 | 235 | 2022-03-10 | 167.60 | 2022-03-10 | 167.60 | 0 | 0 | 0 | 33.1919 | -117.154 | 0.9 | rooftop | 131 | E Vista Merriam |  |  | San Marcos | CA | San Diego County | 92069 | US | San Diego Geographic Information Source - JPA
APCD2009-PTO-986209 | Active | 2009-07-31 | [34H] California Certified Emergency Standby Engine | US Sprint | General Manager | 1402 K St San Diego, CA | 92101 | N | EMERGENCY DIESEL ENGINE: CUMMINS QST30-G5NR2, S/N: 37232925, 1490 HP, TIER 2 CERTIFIED OF FAMILY # 8CEXL030.AAD, AFTERCOOLED, TURBOCHARGED, DRIVING A 1000 KW BACKUP GENERATOR. 986209/SJE | 1 | 0 | 0 | 0 | 1 | Diesel | 1000 | 1490 | 1000 | [5 empty] | 0 | 0 | 32.7088 | -117.1514 | 1 | rooftop | 1402 | K St |  |  | San Diego | CA | San Diego County | 92101 | US | San Diego Geographic Information Source - JPA
APCD2009-PTO-986265 | Active | 2009-07-31 | [34H] California Certified Emergency Standby Engine | USMC Recruit Depot | Jesselton Gregorio | Barnett Av & Pacific Hy San Diego, CA | 92140 | M | INTERNAL COMBUSTION ENGINE. MAKE: DETROIT DIESEL, MODEL: 400RXS6DT3, SERIAL NO.: 159270. DIESEL FUELED, TURBOCHARGED AND INTERCOOLED. BHP: 635 HP. CARB ENGINE FAMILY CERTIFICATION: TIER 3, 6DDXL14.0VLD. DRIVES AN ELECTRIC EMERGENCY GENERATOR RATED AT 400 KW. JFT FEB/09 986265 | 1 | 0 | 0 | 0 | 1 | Diesel | 400 | 635 | 400 | [5 empty] | 0 | 0 | 33.0263 | -117.2512 | 0.8 | intersection |  | Brand Crst |  |  | Encinitas | CA | San Diego County | 92024 | US | TIGER/LineÂ® dataset from the US Census Bureau
APCD2009-PTO-986275 | Active | 2009-07-31 | [34H] California Certified Emergency Standby Engine | SD Co of Spring Valley Community Center PR0108 | Development Chief | 8735 Jamacha Blvd Spring Valley, CA | 91978 | Q | INTERNAL COMBUSTION ENGINE. MAKE: JOHN DEERE MODEL 4045TF270 SERIAL NO: PE4045T619927 YEAR OF MANUFACTURE 2006. DIESEL FUELED TURBOCHARGED AND INTERCOOLED BHP RATING: 99 HP. CARB ENGINE FAMILY CERTIFICATION: TIER 2, FAM. :7JDXL04.5057. DRIVES AN ELECTRICAL EMERGENCY GENERATOR RATED AT 55 KW. JFT FEB/09 | 1 | 0 | 0 | 0 | 1 | Diesel | 55 | 99 | 55 | [5 empty] | 0 | 0 | 32.7067 | -117.0078 | 1 | rooftop | 8735 | Jamacha Blvd |  |  | Spring Valley | CA | San Diego County | 91977 | US | San Diego Geographic Information Source - JPA
APCD2009-PTO-986279 | Active | 2009-07-31 | [34H] California Certified Emergency Standby Engine | McClellan-Palomar Airport | General Manager | 2192 Palomar Airport Road Carlsbad, CA | 92011 | E | INTERNAL COMBUSTION ENGINE. MAKE: DEERE, MODEL: 4045TF270, SERIAL NUMBER: PE4045T619925. DIESEL ENGINE, TURBOCHARGED, INTERCOOLED, BHP RATING: 99 HP. CARB ENGINE FAMILY CERTIFICATION: 7JDXL04.5057. TIER 2 ENGINE CERTIFICATION LEVEL. DRIVES AN ELECTRICAL EMERGENCY GENERATOR RATED AT 55 KW. JFT APR/09 | 1 | 0 | 0 | 0 | 1 | Diesel | 55 | 99 | 55 | [5 empty] | 0 | 0 | 33.1271 | -117.2788 | 1 | rooftop | 2192 | Palomar Airport Rd |  |  | Carlsbad | CA | San Diego County | 92011 | US | San Diego Geographic Information Source - JPA
APCD2009-PTO-986359 | Active | 2009-07-31 | [34C] Emergency Standby Engine | MiraCosta College | Tom Macias | One Barnard Dr Oceanside, CA | 92056 | C | EMERGENCY ENGINE GENERATOR, GENERAL MOTORS ENGINE, MODEL GM13686-GA6, LPG/PROPANE FIRED, GM 5.7 LITERS V8, 105 HP, S/N 10243880, DRIVING A 60 KW GENERATOR. 986359 EFH | 0 | 0 | 0 | 1 | 1 | Propane | 60 | 105 | 60 | [5 empty] | 0 | 0 | 33.1957 | -117.3779 | 1 | street_center |  | 1st St |  |  | Oceanside | CA | San Diego County | 92054 | US | TIGER/LineÂ® dataset from the US Census Bureau
APCD2009-PTO-986382 | Active | 2009-07-31 | [34C] Emergency Standby Engine | City of Escondido - LS#08 | Facility Manager | 2472 Eucalyptus Ave Escondido, CA | 92029 | D | EMERGENCY ENGINE: PROPANE FUELED, GENERAL MOTORS VORTEC 8.1L, S/N: 8P1L16681, 162 HP, EQUIPPED WITH DCL INTERNATIONAL MINE-X A74T CATALYTIC CONVERTER, DRIVING A 100 KW GENERATOR. Lift Station #8 | 0 | 0 | 0 | 1 | 1 | Propane | 100 | 162 | 100 | 2021-07-16 | 193.10 | 2021-07-16 | 197.30 | 4.2 | 420 | 0.34604 | 33.0833 | -117.1044 | 1 | range_interpolation | 2472 | Eucalyptus Ave |  |  | Escondido | CA | San Diego County | 92029 | US | TIGER/LineÂ® dataset from the US Census Bureau
APCD2009-PTO-986405 | Active | 2009-07-31 | [34H] California Certified Emergency Standby Engine | Strata Properties LLC | Owner Manager | 969 Market St San Diego, CA | 92101 | N | EMERGENCY ENGINE GENERATOR, VOLVO DIESEL ENGINE, MODEL TWD1643GE, 903 HP, MODEL 2007, EPA TIER 2, ENGINE FAMILY NUMBER 7VPXL16.1ACB, S/N D16020020C3 A TURBOCHARGED AND AFTERCOOLED, DRIVING A 600 KW GENERATOR. 986405 EFH | 1 | 0 | 0 | 0 | 1 | Diesel | 600 | 903 | 600 | 2021-11-04 | 85.55 | 2022-06-30 | 97.92 | 12.37 | 7422 | 6.7421 | 32.7112 | -117.1559 | 1 | rooftop | 969 | Market St |  |  | San Diego | CA | San Diego County | 92101 | US | San Diego Geographic Information Source - JPA
APCD2009-PTO-986433 | Active | 2009-07-31 | [34H] California Certified Emergency Standby Engine | ProSciento, Inc. | Markus Hofmann | 855 3rd Avenue, Suite 3340 Chula Vista, CA | 91911 | R | INTERNAL COMBUSTION ENGINE. MAKE: DEUTZ, MODEL: BF4M1013EC, S/N 00858983, DIESEL ENGINE EQUIPPED WITH TURBOCHARGER AND AFTERCOOLER. BHP: 156, ENGINE FAMILY NAME:2DZXL07.1004. DRIVES AN ELECTRICAL EMERGENCY GENERATOR RATED AT 100 KW. JFT 986433 | 1 | 0 | 0 | 0 | 1 | Diesel | 100 | 156 | 100 | 2022-04-06 | 221.80 | 2022-04-06 | 221.80 | 0 | 0 | 0 | 32.6223 | -117.0717 | 1 | rooftop | 855 | 3rd Ave | Ste | 3340 | Chula Vista | CA | San Diego County | 91911 | US | San Diego Geographic Information Source - JPA
APCD2009-PTO-986551 | Active | 2009-07-31 | [34H] California Certified Emergency Standby Engine | USMC Base Public Safety SA03 | Air Quality Section | Building 31921 Camp Pendleton, CA | 92055 | A | EMERGENCY DIESEL ENGINE: JOHN DEERE 3029TF270, S/N: CD3029G111763, 64 HP, TIER 2 CERTIFIED OF FAMILY # 7JDXL02.9050, TURBO-CHARGED, DRIVING A BACKUP GENERATOR AT BUILDING # 31921. 986551/SJE | 1 | 0 | 0 | 0 | 1 | Diesel |  | 64 | 47.7248 | [5 empty] | 0 | 0 | 33.3877 | -117.4448 | 0.5 | place |  |  |  |  | Camp Pendleton | CA | San Diego County | 92055 | US | TIGER/LineÂ® dataset from the US Census Bureau
APCD2009-PTO-986644 | Active | 2009-07-31 | [34C] Emergency Standby Engine | COUNTY OF SAN DIEGO (RCS) |  | 16197 NORTH PEAK RD JULIAN, CA | 92036 | D | EMERGENCY ENGINE: MFR: FORD, MODEL: WSG1068, S/N: E182A 300408 1216163, 130 HP, PROPANE FUELED, EQUIPPED WITH GENERAC CATALYTIC CONVERTER P/N:3704, DRIVING A 80 KW GENERATOR. 986644/SJE | 0 | 0 | 0 | 1 | 1 | Propane | 80 | 130 | 80 | 2021-12-31 | 921.10 | 2022-05-27 | 967.80 | 46.7 | 3736 | 3.0781 | 33.0061 | -116.586 | 0.9 | range_interpolation | 16197 | N Peak Rd |  |  | Julian | CA | San Diego County | 92036 | US | TIGER/LineÂ® dataset from the US Census Bureau
APCD2009-PTO-986646 | Active | 2009-07-31 | [34H] California Certified Emergency Standby Engine | The Home Depot | Store Mgr | 255 Town Center Pkwy Santee, CA | 92071 | H | Emergency Diesel Engine Generator: John Deere, Model 6068TF250, 190 BHP, S/N TO6068T83047, Engine Family No. 1JDXL06.8014; equipped with a diesel particulate filter: Johnson Matthey, Model JM-SDPF-1A-N-SS-EIT5-EOT5, S/N 19200934; driving a 142-kW generator. | 1 | 0 | 0 | 0 | 1 | Diesel | 142 | 190 | 142 | 2022-01-01 | 347.00 | 2022-01-01 | 354.80 | 7.8 | 1107.6 | 1.0061 | 32.842 | -116.9849 | 1 | rooftop | 255 | Town Center Pkwy |  |  | Santee | CA | San Diego County | 92071 | US | Sandoval
APCD2009-PTO-986683 | Active | 2009-07-31 | [34H] California Certified Emergency Standby Engine | Naval Medical Center S D | Facility Manager | Navy Hospital San Diego, CA | 92134 | N | Emergency Standby Diesel Engine: CUMMINS, MODEL: QSL9-G2 NR3, S/N: 46920461364 BHP, TIER 3 CERTIFIED OF FAMILY #: 8CEXL0540AAB, MODEL YEAR 2008, TURBOCHARGED, DRIVING A 200 KW GENERATOR LOCATED AT BUILDING 14. 986683/DCT/01/09 | 1 | 0 | 0 | 0 | 1 | Diesel | 200 | 364 | 200 | 2021-12-31 | 126.60 | 2022-05-20 | 137.60 | 11 | 2200 | 1.9985 | 32.7241 | -117.1709 | 1 | place |  |  |  |  | San Diego | CA | San Diego County | 92101 | US | TIGER/LineÂ® dataset from the US Census Bureau
APCD2009-PTO-986774 | Active | 2009-07-31 | [34H] California Certified Emergency Standby Engine | USMC Base Public Safety SA08 | Eugena Anderson | Camp Pendleton,Building 20850 Camp Pendleton, CA | 92055 | A | Emergency diesel engine powering a fire pump: Cummins; model OSB 4.5; serial number 74000802; Engine Family ECEXL0275AAG; tier 3 certified; 104 bhp rated at 2600 rpm; turbocharged with charge air cooler; driving a 500 gpm water pump | 1 | 0 | 0 | 0 | 1 | Diesel |  | 104 | 77.5528 | [5 empty] | 0 | 0 | 33.3877 | -117.4448 | 1 | place |  |  |  |  | Camp Pendleton | CA | San Diego County | 92055 | US | TIGER/LineÂ® dataset from the US Census Bureau
APCD2009-PTO-986927 | Active | 2009-07-31 | [34H] California Certified Emergency Standby Engine | Innovative Cold Storage II | Jeff Sikora | 7350 Brittania Ct San Diego, CA | 92154 | S | EMERGENCY STANDBY DIESEL ENGINE: JOHN DEERE, MODEL: 6068HF285, S/N: PE6068L064542, 197 BHP, TIER 3 CERTIFIED OF FAMILY #: 8JDXL06.8104, MODEL YEAR: 2008, TURBOCHARGED, AFTERCOOLED, DRIVING A 125 KW KOHLER GENERATOR 986927/DCT/06/09 | 1 | 0 | 0 | 0 | 1 | Diesel | 125 | 197 | 125 | 2021-07-15 | 66.80 | 2021-07-15 | 70.30 | 3.5 | 437.5 | 0.39742 | 32.5495 | -116.983 | 1 | rooftop | 7350 | Britannia Ct |  |  | San Diego | CA | San Diego County | 92154 | US | Sandoval
APCD2009-PTO-987021 | Active | 2009-07-31 | [34H] California Certified Emergency Standby Engine | Bayside HOA | Facility Manager | 1325 Pacific Highway San Diego, CA | 92101 | N | EMERGENCY STANDBY DIESEL ENGINE: CUMMINS, MODEL: QSK23-G7 NR2, S/N :00316431, 1220 HP, TIER 2 CERTIFIED OF FAMILY #: 7CEXL023.AAB, MODEL YEAR:2007, TURBO CHARGED, AFTER COOLED, WITH A RETRO FITTED VERTICAL EXHAUST, AND FLAPPER VALVE, DRIVING A 750 KW GENERATOR987021/DCT/04/09 | 1 | 0 | 0 | 0 | 1 | Diesel | 750 | 1220 | 750 | 2021-12-29 | 247.70 | 2022-07-28 | 269.60 | 21.9 | 16425 | 14.9204 | 32.7193 | -117.1705 | 1 | rooftop | 1325 | Pacific Hwy |  |  | San Diego | CA | San Diego County | 92101 | US | Sandoval
APCD2009-PTO-987022 | Active | 2009-07-31 | [34H] California Certified Emergency Standby Engine | Bayside HOA | Facility Manager | 1325 Pacific Highway San Diego, CA | 92101 | N | EMERGENCY STANDBY DIESEL ENGINE: CUMMINS, MODEL: CFP83-F40, S/N: 46893286,288 BHP, TIER 2 CERTIFIED OF FAMILY #: 5CEXL0505ABC, MODEL YEAR: 2008, TURBO CHARGED, AFTER COOLED, WITH A RETRO FITTED VERTICAL EXHAUST AND FLAPPER VALVE, DRIVING A 750 GPM FIRE PUMP 987022/DCT/04/09 | 1 | 0 | 0 | 0 | 1 | Diesel |  | 288 | 214.7616 | 2021-12-29 | 232.40 | 2022-07-28 | 267.70 | 35.3 | 7581.0845 | 6.8866 | 32.7193 | -117.1705 | 1 | rooftop | 1325 | Pacific Hwy |  |  | San Diego | CA | San Diego County | 92101 | US | Sandoval
APCD2009-PTO-987058 | Active | 2009-07-31 | [34H] California Certified Emergency Standby Engine | SD CO OF E MESA DET FAC (PR0343) | Fernando Delacruz | 446 ALTA RD SAN DIEGO, CA | 92154 | S | STATIONARY EMERGENCY DIESEL ENGINE: MITSUBISHI S12H-Y2PTAW-1, S/N: 31870, 1528 HP, TIER 2 CERTIFIED OF FAMILY #8MVXL37.1BBA, TURBOCHARGED, AFTERCOOLED, DRIVING AN EMERGENCY GENERATOR. 987058/SJE | 1 | 0 | 0 | 0 | 1 | Diesel |  | 1528 | 1139.4296 | 2022-02-02 | 295.00 | 2022-02-02 | 309.00 | 14 | 15952.0144 | 14.4907 | 32.5911 | -116.9234 | 1 | rooftop | 446 | Alta Rd |  |  | San Diego | CA | San Diego County | 92154 | US | San Diego Geographic Information Source - JPA
APCD2009-PTO-987137 | Active | 2009-07-31 | [34C] Emergency Standby Engine | California Highway Patrol | General Manager | 5007 Old El Camino Real Camp Pendleton, CA | 92055 | A | EMERGENCY ENGINE: GENERAL MOTORS, MODEL VORTEC 5.7L, S/N 5P7L13346, 105 BHP, PROPANE FUELED, LOCATED ON THE SOUTHBOUND SIDE OF THE SAN ONOFRE TRUCK INSPECTION FACILITY.(987137 ALC 04/09) | 0 | 0 | 0 | 1 | 1 | Propane |  | 105 | 78.2985 | 2021-08-11 | 355.90 | 2021-08-11 | 387.90 | 32 | 2505.552 | 2.0643 | 33.151 | -117.3028 | 0.8 | nearest_rooftop_match | 5005 | El Camino Real |  |  | Carlsbad | CA | San Diego County | 92008 | US | San Diego Geographic Information Source - JPA
APCD2009-PTO-987138 | Active | 2009-07-31 | [34C] Emergency Standby Engine | California Highway Patrol | General Manager | 5007 Old El Camino Real Camp Pendleton, CA | 92055 | A | EMERGENCY ENGINE: GENERAL MOTORS, MODEL VORTEC 5.7L, S/N 5P7L13348, 105 BHP, PROPANE FUELED, LOCATED ON THE NORTHBOUND SIDE OF THE SAN ONOFRE TRUCK INSPECTION FACILITY. (987138 ALC 04/09) | 0 | 0 | 0 | 1 | 1 | Propane |  | 105 | 78.2985 | 2021-08-11 | 337.40 | 2021-08-11 | 368.60 | 31.2 | 2442.9132 | 2.0127 | 33.151 | -117.3028 | 0.8 | nearest_rooftop_match | 5005 | El Camino Real |  |  | Carlsbad | CA | San Diego County | 92008 | US | San Diego Geographic Information Source - JPA
APCD2009-PTO-987373 | Active | 2009-07-31 | [34H] California Certified Emergency Standby Engine | Sony Electronics Inc | David Bertolette | 16535 Via Esprillo San Diego, CA | 92127 | F | EMERGENCY STANDBY DIESEL ENGINE: CUMMINS, MODEL: 6CTAA8.3G3, S/N: 46938557, 288 BHP, TIER 2 CERTIFIED OF FAMILY #: 5CEXL0505ABC, MODEL YEAR: 2008, TURBOCHARGED, WITH A VERTICAL EXHAUST AND FLAPPER VALVE, DRIVING A 1000 GPM FIRE PUMP 987373/DCT/05/09 | 1 | 0 | 0 | 0 | 1 | Diesel |  | 288 | 214.7616 | 2022-03-09 | 346.60 | 2022-03-09 | 351.10 | 4.5 | 966.4272 | 0.8779 | 33.0148 | -117.0914 | 1 | rooftop | 16535 | Via Esprillo |  |  | San Diego | CA | San Diego County | 92127 | US | San Diego Geographic Information Source - JPA
APCD2009-PTO-987374 | Active | 2009-07-31 | [34H] California Certified Emergency Standby Engine | Sony Electronics Inc | David Bertolette | 16535 Via Esprillo San Diego, CA | 92127 | F | EMERGENCY STANDBY DIESEL ENGINE: CATERPILLAR: MODEL: 3512, S/N: EBG00602, 2206 BHP, TIER 2 CERTIFIED OF FAMILY #: 9CPXL58.6T2X, MODEL YEAR: 2009, TURBO CHARGED, AFTER COOLED, WITH A VERTICAL EXHAUST AND FLAPPER VALVE, DRIVING A 1500 KW GENERATOR 987374/DCT/05/09 | 1 | 0 | 0 | 0 | 1 | Diesel | 500 | 2206 | 500 | 2022-03-09 | 103.80 | 2022-03-09 | 106.10 | 2.3 | 1150 | 1.0447 | 33.0148 | -117.0914 | 1 | rooftop | 16535 | Via Esprillo |  |  | San Diego | CA | San Diego County | 92127 | US | San Diego Geographic Information Source - JPA
APCD2009-PTO-987381 | Active | 2009-07-31 | [34H] California Certified Emergency Standby Engine | Fate Therapeutics, Inc. | Craig Lawyer | 12121 Scripps Summit Dr San Diego, Ca | 92131 | F | EMERGENCY ENGINE GENERATOR: JOHN DEERE DIESEL ENGINE, MODEL 6068HF285L,208 HP, MODEL YEAR 2008, EPA TIER 3, ENGINE FAMILY NUMBER 8JDXL06.8104, ENGINE S/N 6068L045221, DRIVING A 135 KW GENERAC GENERATOR.987381 EFH | 1 | 0 | 0 | 0 | 1 | Diesel | 135 | 208 | 135 | 2021-06-30 | 129.60 | 2022-05-01 | 0.00 | -129.6 | -17496 | -15.8932 | 32.9391 | -117.1006 | 1 | rooftop | 12121 | Scripps Summit Dr |  |  | San Diego | CA | San Diego County | 92131 | US | San Diego Geographic Information Source - JPA
APCD2009-PTO-987390 | Active | 2009-07-31 | [34H] California Certified Emergency Standby Engine | Hydranautics | Patrick Hallenbeck, Sr. | 401 Jones Rd Oceanside, CA | 92058 | A | EMERGENCY ENGINE: JOHN DEERE, MODEL 6090HF485, 422 BHP, DIESEL FIRED,TURBO CHARGED, S/N RG6090L047225, ENGINE FAMILY NO. 8JDXL09.0102. (987390 ALC 03/09) | 1 | 0 | 0 | 0 | 1 | Diesel |  | 422 | 314.6854 | 2021-12-31 | 233.80 | 2022-08-06 | 243.30 | 9.5 | 2989.5113 | 2.7157 | 33.2132 | -117.3549 | 1 | rooftop | 401 | Jones Rd |  |  | Oceanside | CA | San Diego County | 92058 | US | San Diego Geographic Information Source - JPA
APCD2009-PTO-987398 | Active | 2009-07-31 | [34H] California Certified Emergency Standby Engine | Charter Communications | Facility Manager | 5720 El Camino Real Carlsbad, CA | 92008 | C | EMERGENCY STANDBY DIESEL ENGINE: CATERPILLAR, MODEL: C18, S/N: EST00778, 900 BHP, TIER 2 CERTIFIED OF FAMILY #: 9CPXL18.1ESW, MODEL YEAR: 2009, TURBOCHARGED, AFTERCOOLED, DRIVING A 600 KW GENERATOR 987398/DCT/04/09 | 1 | 0 | 0 | 0 | 1 | Diesel | 600 | 900 | 600 | 2021-07-28 | 197.80 | 2022-08-10 | 218.20 | 20.4 | 12240 | 11.1187 | 33.1373 | -117.2732 | 1 | rooftop | 5720 | El Camino Real |  |  | Carlsbad | CA | San Diego County | 92010 | US | San Diego Geographic Information Source - JPA
APCD2009-PTO-987434 | Active | 2009-07-31 | [34H] California Certified Emergency Standby Engine | USN Nav Sta 1 SCE | Commanding Officer | Naval Station San Diego, CA | 92136 | S | EMERGENCY STANDBY DIESEL ENGINE: DEUTZ, MODEL: DFP4 2012 T15 S/N: 10697381 100 BHP, TIER 2 CERTIFIED OF FAMILY #: 5DZXL06.1038, MODEL YEAR: 2008, TURBOCHARGED, DRIVING A 1500 GPM FIRE PUMP 987434/DCT/04/09 | 1 | 0 | 0 | 0 | 1 | Diesel |  | 100 | 74.57 | 2022-01-07 | 29.50 | 2022-01-07 | 29.50 | 0 | 0 | 0 | 32.8122 | -116.9328 | 0.86 | street_center |  | Navello St |  |  | El Cajon | CA | San Diego County | 92021 | US | TIGER/LineÂ® dataset from the US Census Bureau
APCD2009-PTO-987506 | Active | 2009-07-31 | [34H] California Certified Emergency Standby Engine | PACIRA PHARMACEUTICALS, INC. | Nuria Ibarra | 10410 Science Center Drive San Diego, CA | 92121 | G | EMERGENCY STANDBY DIESEL ENGINE: CATERPILLAR, MODEL: C27, S/N: MJE01281,1141 BHP, TIER 2 CERTIFED OF FAMILY #: 8CPXL27.0ESK, MODEL YEAR 2008, TURBOCHARGED, AFTERCOOLED, DRIVING A 750 KW GENERATOR 987506/DCT/03/09 | 1 | 0 | 0 | 0 | 1 | Diesel | 750 | 141 | 750 | 2021-06-23 | 209.00 | 2022-05-26 | 241.50 | 32.5 | 24375 | 22.1421 | 32.894 | -117.2312 | 1 | rooftop | 10410 | Science Center Dr |  |  | San Diego | CA | San Diego County | 92121 | US | San Diego Geographic Information Source - JPA
APCD2009-PTO-987516 | Active | 2009-07-31 | [34H] California Certified Emergency Standby Engine | UCSD ERC Pump Station | General Manager | 9500 Gilman Dr Dept 0089 San Diego, CA | 92093 | I | EMERGENCY STANDBY DIESEL ENGINE: JOHN DEERE, MODEL: 4045HF285I, S/N:PE4045L070282, 158 BHP, TIER 3 CERTIFIED OF FAMILY #: 8JDXL06.8105, MODEL YEAR 2008, TURBOCHARGED, CHARGE AIR-COOLED, WITH A VERTICAL EXHAUST AND FLAPPER VALVE, DRIVING A 100 KW KOHLER GENERATOR 987516/DCT/01/09 | 1 | 0 | 0 | 0 | 1 | Diesel | 100 | 158 | 100 | 2021-06-23 | 155.20 | 2022-07-25 | 155.20 | 0 | 0 | 0 | 32.8758 | -117.2396 | 0.9 | rooftop | 9500 | Gilman Dr | Dept | 89 | LA Jolla | CA | San Diego County | 92093 | US | San Diego Geographic Information Source - JPA
APCD2009-PTO-987548 | Active | 2009-07-31 | [34H] California Certified Emergency Standby Engine | Federal Aviation Administration | Winston Sloan | PGY Bldg Chula Vista, CA | 91913 | Q | EMERGENCY STANDBY DIESEL ENGINE: JOHN DEERE, MODEL: 3029TF270D, S/N:CD3029G098854, 64 HP, TIER 2 CERTIFIED OF FAMILY #: 7JDXL02.9050, MODEL YEAR: 2007, TURBOCHARGED, DRIVING A 30 KW KOHLER GENERATOR 987548/DCT/03/09 | 1 | 0 | 0 | 0 | 1 | Diesel | 30 | 64 | 30 | 2021-12-31 | 54.50 | 2022-01-11 | 75.10 | 20.6 | 618 | 0.56139 | 32.6369 | -117.0501 | 1 | place |  |  |  |  | Chula Vista | CA | San Diego County | 91910 | US | TIGER/LineÂ® dataset from the US Census Bureau
APCD2009-PTO-987558 | Active | 2009-07-31 | [34H] California Certified Emergency Standby Engine | San Diego County Water Authority | Facility Manager | 12393 Moreno Ave Lakeside, CA | 92040 | H | EMERGENCY STANDBY DIESEL ENGINE: CATERPILLAR, MODEL: C9, S/N: S9L02135, 398 BHP, TIER 3 CERTIFIED OF FAMILY #: 8CPXL08.8ESK, MODEL YEAR: 2008, TURBO CHARGED, AFTER COOLED, DRIVING A 250 KW GENERATOR (S/N: G5A03119) 987558/DCT/05/09 | 1 | 0 | 0 | 0 | 1 | Diesel | 250 | 398 | 250 | [5 empty] | 0 | 0 | 32.9031 | -116.9294 | 1 | range_interpolation | 12393 | Moreno Ave |  |  | Lakeside | CA | San Diego County | 92040 | US | TIGER/LineÂ® dataset from the US Census Bureau
APCD2009-PTO-987568 | Active | 2009-07-31 | [34H] California Certified Emergency Standby Engine | YMCA OF SD COUNTY |  | 3708 RUFFIN RD SAN DIEGO, CA | 92123 | J | EMERGENCY STANDBY DIESEL ENGINE: JOHN DEERE, MODEL: 6068HF285K -S/N: PE6068L059044 208 BHP, TIER 3 CERTIFIED OF FAMILY #: 8JDXL06.8104, MODEL YEAR: 2008, TURBOCHARGED, AFTERCOOLED, DRIVING A 135 KW GENERAC GENERATOR 987568/DCT/02/09 | 1 | 0 | 0 | 0 | 1 | Diesel | 135 | 208 | 135 | 2022-01-01 | 406.30 | 2022-01-01 | 419.80 | 13.5 | 1822.5 | 1.6555 | 32.8108 | -117.1213 | 1 | rooftop | 3708 | Ruffin Rd |  |  | San Diego | CA | San Diego County | 92123 | US | San Diego Geographic Information Source - JPA
APCD2009-PTO-987679 | Active | 2009-07-31 | [34H] California Certified Emergency Standby Engine | Corsair Management c/o StepStone Real Estate Services | Geoff Fortuna | 2530 Campbell Pl Carlsbad, CA | 92009 | E | EMERGENCY STAND-BY ENGINE: CUMMINS DIESEL ENGINE, MODEL QS87-G3NR3, RATED AT250 HP, S/N 46956287, TURBOCHARGED AND AFTERCOOLED, MODEL YEAR 2009, TIER 3 ENGINE FAMILY NO. 9CEXL0409AAB, DRIVING A 150 KW GENERATOR. 987679 EFH | 1 | 0 | 0 | 0 | 1 | Diesel | 150 | 250 | 150 | 2022-01-01 | 194.50 | 2022-01-01 | 200.00 | 5.5 | 825 | 0.74942 | 33.1292 | -117.262 | 0.89 | nearest_rooftop_match | 2544 | Campbell Pl |  |  | Carlsbad | CA | San Diego County | 92009 | US | San Diego Geographic Information Source - JPA
APCD2009-PTO-987719 | Active | 2009-07-31 | [34H] California Certified Emergency Standby Engine | Arlo Technologies Inc | Ernesto Salazar | 2200 Faraday Av #150 Carlsbad, CA | 92008 | C | EMERGENCY STANDBY DIESEL ENGINE: CATERPILLAR/PERKINS, MODEL: C6.6, S/N: E6M01424, 230 BHP, TIER 3 CERTIFIED OF FAMILY #: 8PKXL06.6PJ1, MODEL YEAR: 2008, TURBOCHARGED, DRIVING A 150 KW GENERATOR 987719/DCT/04/09 | 1 | 0 | 0 | 0 | 1 | Diesel | 150 | 230 | 150 | 2022-01-01 | 167.30 | 2022-01-01 | 174.40 | 7.1 | 1065 | 0.96744 | 33.1356 | -117.2815 | 1 | rooftop | 2200 | Faraday Ave | Ste | 150 | Carlsbad | CA | San Diego County | 92008 | US | San Diego Geographic Information Source - JPA
APCD2009-PTO-987726 | Active | 2009-07-31 | [34H] California Certified Emergency Standby Engine | CHM Hotels Inc | Facility Manager | 800 Bay Marina Dr National City, CA | 91950 | Q | EMERGENCY STANDBY DIESEL ENGINE: JOHN DEERE, MODEL: 4024HF285B, S/N:PE4024L010188, 80 BHP, TIER 3 CERTIFIED OF FAMILY #: 8JDXL03.0113, MODEL YEAR: 2008, TURBOCHARGED, DRIVING A 50 KW KOHLER GENERATOR 987726/DCT/05/09 | 1 | 0 | 0 | 0 | 1 | Diesel | 50 | 80 | 50 | 2021-10-26 | 100.30 | 2022-08-25 | 116.20 | 15.9 | 795 | 0.72217 | 32.6591 | -117.1099 | 1 | rooftop | 800 | Bay Marina Dr |  |  | National City | CA | San Diego County | 91950 | US | San Diego Geographic Information Source - JPA
APCD2009-PTO-987741 | Active | 2009-07-31 | [34H] California Certified Emergency Standby Engine | Pauma Valley Country Club | Peggy Delano | 15835 Pauma Valley Drive Pauma Valley, CA | 92061 | B | STATIONARY EMERGENCY STANDBY DIESEL ENGINE: KOMATSU, MODEL: S6D125E-2, S/N: 85165, 316 HP, TIER 1 CERTIFIED OF FAMILY #: YKLXL11.0DB1, MODEL YEAR: 2000, TURBO-CHARGED, DRIVING A 195 KW DENYO GENERATOR. 987741/DCT/04/09 | 1 | 0 | 0 | 0 | 1 | Diesel | 195 | 316 | 195 | 2021-06-14 | 840.00 | 2021-06-14 | 887.00 | 47 | 9165 | 8.3254 | 33.3037 | -116.9903 | 1 | rooftop | 15835 | Pauma Valley Dr |  |  | Pauma Valley | CA | San Diego County | 92061 | US | San Diego Geographic Information Source - JPA
APCD2009-PTO-987745 | Active | 2009-07-31 | [34W] Registered Engine (Rule 12) | Sharp Healthcare | Melody Melara | 5651 Copley Dr San Diego, CA | 92111 | M | STATIONARY STAND BY ENGINE, 330 HP SPECTRUM DIESEL ENGINE, MODEL:1063-7305,S/N: 06A0474179, ORIG. APP# 987745, SH 2/09 | 1 | 0 | 0 | 0 | 1 | Diesel |  | 330 | 246.081 | 2022-02-14 | 249.00 | 2022-02-14 | 250.00 | 1 | 246.081 | 0.22354 | 32.8422 | -117.1668 | 1 | rooftop | 5651 | Copley Dr |  |  | San Diego | CA | San Diego County | 92111 | US | San Diego Geographic Information Source - JPA
APCD2009-PTO-987776 | Active | 2009-07-31 | [34W] Registered Engine (Rule 12) | The Village Mission Valley dba La Mirage Apts | Michael Shirley | 6554 Ambrosia Dr San Diego, CA | 92124 | J | PART NO. 92460 EMERGENCY STANDBY ENGINE: FORD (NEW HOLLAND) DIESEL ENGINE, MODEL 5.0L, S/N: 2057971, RATED AT 155 BHP, DRIVING A 100 KW GENERATOR; PART NO. 92460. (987776-CCN-2/09) | 1 | 0 | 0 | 0 | 1 | Diesel | 100 | 155 | 100 | 2022-01-01 | 244.20 | 2022-01-01 | 247.10 | 2.9 | 290 | 0.26343 | 32.7905 | -117.1105 | 1 | rooftop | 6554 | Ambrosia Dr |  |  | San Diego | CA | San Diego County | 92124 | US | San Diego Geographic Information Source - JPA
APCD2009-PTO-987804 | Active | 2009-07-31 | [34W] Registered Engine (Rule 12) | Brittany Towers | Supervisor Curtis | 230 W. Laurel St San Diego, CA | 92101 | N | REGISTRATION OF EXISTING DIESEL STAND BY ENGINE, MAKE: WHITE, MODEL: D4800X181, S/N: 4015285, RATING: 80 HP, TURBOCHARGER, ORIG. APP# 987804, SH 2/09 | 1 | 0 | 0 | 0 | 1 | Diesel |  | 80 | 59.656 | 2021-07-22 | 274.60 | 2021-07-22 | 300.30 | 25.7 | 1533.1592 | 1.3927 | 32.7316 | -117.1655 | 1 | rooftop | 230 | W Laurel St |  |  | San Diego | CA | San Diego County | 92101 | US | San Diego Geographic Information Source - JPA
APCD2009-PTO-987823 | Active | 2009-07-31 | [34C] Emergency Standby Engine | USN Air Station Noris | Owner Manager | NAS North Island Bldg 1479 San Diego, CA | 92135 | O | EMERGENCY ENGINE: NATURAL GAS FUELED, GENERAC MODEL EK130A, S/N A14297, 454 HP, MODEL YEAR: 2008, EQUIPPED WITH A GENERAC 0G5378A95R A/F CONTROLLER AND GENERAC 0G6394 CATALYST, DRIVING A 300 KW 13.3GTA GENERATOR 987823/DCT/06/09 | 0 | 0 | 1 | 0 | 1 | Natural Gas | 300 | 454 | 300 | 2022-03-30 | 104.10 | 2022-03-30 | 104.60 | 0.5 | 150 | 0.10894 | 33.2328 | -117.352 | 0.8 | street_center |  | New Branch Ct |  |  | Oceanside | CA | San Diego County | 92058 | US | TIGER/LineÂ® dataset from the US Census Bureau
APCD2009-PTO-987826 | Active | 2009-07-31 | [34H] California Certified Emergency Standby Engine | KP Oncall, LLC | IT Director | 5855 Copely Dr San Diego, CA | 92111 | M | EMERGENCY STANDBY DIESEL ENGINE: INTERNATIONAL TRUCK AND ENGINE CORPORATION, MODEL: GCD230A, S/N: WR4625N1381393, RATED AT 230 BHP, TIER 1 CERTIFIED OF FAMILY #: 2NVXL0530 AND, MODEL YEAR: 2002, TURBOCHARGED, DRIVING A 150 KW OLYMPIAN GENERATOR. 987826/DCT/05/09 | 1 | 0 | 0 | 0 | 1 | Diesel | 150 | 230 | 150 | 2021-12-31 | 406.74 | 2022-04-07 | 437.08 | 30.34 | 4551 | 4.1341 | 32.8424 | -117.1716 | 1 | rooftop | 5855 | Copley Dr |  |  | San Diego | CA | San Diego County | 92111 | US | San Diego Geographic Information Source - JPA
APCD2009-PTO-987894 | Active | 2009-07-31 | [34W] Registered Engine (Rule 12) | Costco Wholesale | Dennis Bock | 12350 Carmel Mountain Road San Diego, CA | 92128 | F | EMERGENCY ENGINE GENERATOR: JOHN DEERE DIESEL ENGINE, MODEL 6059TF001, S/N: T06059T380885, 150HP, DRIVING A GENERATOR. ENG YEAR 1991. 987894 EFH | 1 | 0 | 0 | 0 | 1 | Diesel |  | 150 | 111.855 | 2021-11-02 | 496.40 | 2021-11-02 | 511.20 | 14.8 | 1655.454 | 1.5038 | 32.9873 | -117.0777 | 1 | rooftop | 12350 | Carmel Mountain Rd |  |  | San Diego | CA | San Diego County | 92128 | US | San Diego Geographic Information Source - JPA
APCD2009-PTO-988167 | Active | 2009-07-31 | [34W] Registered Engine (Rule 12) | Calfire San Diego Unit |  | Lyons Peak Jamul, CA | 91935 | R | REGISTRATION OF EXISTING PROPANE INTERNAL COMBUSTION EMERGENCY STANDBY ENGINE. MODEL: LSG-875I-6005-A, S/N: 18380-1-04-98, YEAR OPERATED IN SAN DIEGO: 1998 67 HP. ORIG. APP# 988167, SH 6/09 | 0 | 0 | 0 | 1 | 1 | Propane |  | 67 | 49.9619 | 2022-03-16 | 0.00 | 2022-03-16 | 0.00 | 0 | 0 | 0 | 32.6989 | -116.7514 | 1 | street_center |  | Lyons Peak Ln |  |  | Jamul | CA | San Diego County | 91935 | US | TIGER/LineÂ® dataset from the US Census Bureau
APCD2010-PTO-000401 | Active | 2010-01-13 | [34H] California Certified Emergency Standby Engine | GKN Aerospace Chemtronics Inc | Tony Brentnall | 1150 W Bradley Av El Cajon, CA | 92020 | L | Emergency Standby Diesel Engine: Deere, Model: 6068HFS89, S/N: CD6068L013267, 315 bhp, Tier 3 certified, Family No.: 7JDXL06.8101, Model Year: 2007, turbocharged, driving a 235 kW Leroy Somer generator. | 1 | 0 | 0 | 0 | 1 | Diesel | 235 | 315 | 235 | 2021-05-17 | 49.55 | 2021-05-17 | 57.70 | 8.15 | 1915.25 | 1.7398 | 32.8176 | -116.9784 | 1 | rooftop | 1150 | W Bradley Ave |  |  | El Cajon | CA | San Diego County | 92020 | US | San Diego Geographic Information Source - JPA
APCD2010-PTO-000403 | Active | 2010-01-14 | [34C] Emergency Standby Engine | SDVCC55 Owner LLC c/o Cushman & Wakefield US Inc |  | 591 Camino de la Reina San Diego, CA | 92108 | M | Emergency Engine: Natural gas fueled, Generac 8.1GN, S/N: 0C8166, 141 hp, driving a 93 kW generator. (APCD2009-APP-000767/SJE/DCT/01/10) | 0 | 0 | 1 | 0 | 1 | Natural Gas | 93 | 141 | 93 | [5 empty] | 0 | 0 | 32.7657 | -117.1614 | 1 | rooftop | 591 | Camino De La Reina |  |  | San Diego | CA | San Diego County | 92108 | US | San Diego Geographic Information Source - JPA
APCD2010-PTO-000404 | Active | 2010-01-15 | [34H] California Certified Emergency Standby Engine | MiraCosta College | Tom Macias | One Barnard Dr Oceanside, CA | 92056 | C | Internal combustion engine. Make: John Deere, model 6068HF285, engine s/n PE 6068L 097976. BHP: 197 HP at 1,800 rpm. Turbocharged and aftercooled, CARB engine certification: 9JDXL06.8104 (Tier 3). Drives an electrical emergency generator rated at 130 kw. | 0 | 0 | 0 | 0 | 0 | Unknown | 130 | 76 | 130 | 2022-07-15 | 420.80 | 2022-07-15 | 439.50 | 18.7 | 2431 | 0 | 33.1957 | -117.3779 | 1 | street_center |  | 1st St |  |  | Oceanside | CA | San Diego County | 92054 | US | TIGER/LineÂ® dataset from the US Census Bureau
APCD2010-PTO-000406 | Active | 2010-01-21 | [34C] Emergency Standby Engine | North County Transit District | Kenny Pouncey | 755 Norlak Avenue Escondido, CA | 92025 | D | Emergency Engine Generator: Hino Natural Gas Engine, Model EK 130, S/N A13921, 309 hp, Model Year 2009, turbocharged, aftercooled, air/fuel controller, Generac 3-way catalyst, engine driving a 200 kw electrical generator.APCD2009-APP-000753 EFH | 0 | 0 | 1 | 0 | 1 | Natural Gas | 200 | 309 | 200 | 2021-12-27 | 281.70 | 2022-05-12 | 319.80 | 38.1 | 7620 | 5.5341 | 33.1203 | -117.0921 | 1 | range_interpolation | 755 | Norlak Ave |  |  | Escondido | CA | San Diego County | 92025 | US | TIGER/LineÂ® dataset from the US Census Bureau
APCD2010-PTO-000408 | Active | 2010-01-28 | [34H] California Certified Emergency Standby Engine | Labcorp | Christian Westover | 13112 South Evening Creek Drive San Diego, CA | 92128 | F | Emergency Engine Generator: Cummins Diesel Engine, Model QSX15-G9, rated at 563 bhp, Model Year 2006, EPA Tier 2 Certified Engine, Family Number 6CEXL015.AAB, S/N 79199696, turbocharged, driving a 500 kw generator. 988183 EFH | 1 | 0 | 0 | 0 | 1 | Diesel | 500 | 563 | 500 | 2022-04-12 | 290.70 | 2022-04-12 | 298.40 | 7.7 | 3850 | 3.4973 | 32.9572 | -117.0988 | 1 | rooftop | 13112 | Evening Creek Dr S |  |  | San Diego | CA | San Diego County | 92128 | US | San Diego Geographic Information Source - JPA
APCD2010-PTO-000411 | Active | 2010-02-05 | [34H] California Certified Emergency Standby Engine | Metrowork | Adrienne Moody | 1337 India Street San Diego, CA | 92101 | N | Emergency Engine: Detroit Diesel, Series 60, Model 6063HK35, 685 BHP, diesel fired, turbocharged, aftercooled, S/N 06R0877579, Engine Family No. 5DDXL14.0VLD. | 1 | 0 | 0 | 0 | 1 | Diesel |  | 685 | 510.8045 | 2021-09-14 | 37.80 | 2022-07-25 | 39.40 | 1.6 | 817.2872 | 0.74242 | 32.7194 | -117.1681 | 1 | rooftop | 1337 | India St |  |  | San Diego | CA | San Diego County | 92101 | US | San Diego Geographic Information Source - JPA
APCD2010-PTO-000414 | Active | 2010-02-08 | [34H] California Certified Emergency Standby Engine | Navigate BioPharma Services Inc | Mindy Cecil | 1890 Rutherford Rd. Carlsbad, CA | 92008 | C | Emergency Standby Diesel Engine: John Deere, Model: 6090HF485V, W, X, Y, S/N: RG6090L053565, 422, bhp, Tier 3 certified, Family No.: 9JDXL09.0102, Model Year: 2009, turbocharged, charge air-cooled, driving a 275 kW Kohler generator. (APCD2008-APP-987636/DCT/02/10) | 1 | 0 | 0 | 0 | 1 | Diesel | 275 | 422 | 275 | 2021-07-27 | 170.50 | 2021-07-27 | 176.70 | 6.2 | 1705 | 1.5488 | 33.1361 | -117.2831 | 1 | rooftop | 1890 | Rutherford Rd |  |  | Carlsbad | CA | San Diego County | 92008 | US | San Diego Geographic Information Source - JPA
APCD2010-PTO-000418 | Active | 2010-02-12 | [34H] California Certified Emergency Standby Engine | MCRD Bldg 596 | Dave Schmelling | Barnett Ave & Pacific Hy San Diego, CA | 92140 | M | Cummins emergency diesel engine, Model QSB7-G3-NR3, S/N 73039632, rated at 250 bhp, Model year 2009, EPA Tier 3 certified of Engine Family Number 9CEXL0409AAB, turbocharged, aftercooled, driving a 150 KW generator. | 1 | 0 | 0 | 0 | 1 | Diesel | 150 | 250 | 150 | 2021-08-26 | 253.40 | 2021-08-26 | 261.60 | 8.2 | 1230 | 1.1173 | 33.0263 | -117.2512 | 0.8 | intersection |  | Brand Crst |  |  | Encinitas | CA | San Diego County | 92024 | US | TIGER/LineÂ® dataset from the US Census Bureau
APCD2010-PTO-000421 | Active | 2010-02-18 | [34C] Emergency Standby Engine | On-Broadway | Facility Manager | 1026 5th Avenue San Diego, CA | 92101 | N | Internal Combustion Engine. Make: John Deere, model no. 4045TF220, serial number PE4045T161755, diesel engine, turbocharged, BHP: 94 HP. Drives a fire pump rated at 750 gpm. | 1 | 0 | 0 | 0 | 1 | Diesel |  | 94 | 70.0958 | [5 empty] | 0 | 0 | 32.7162 | -117.1605 | 1 | rooftop | 1026 | 5th Ave |  |  | San Diego | CA | San Diego County | 92101 | US | San Diego Geographic Information Source - JPA
APCD2010-PTO-000425 | Active | 2010-02-22 | [34H] California Certified Emergency Standby Engine | USN Submarine Base | Jerry Blanco | Bldg 309 San Diego, CA | 92106 | I | Emergency engine generator: John Deere diesel engine, Model 4024HF285B, rated at 79 bhp, Model year 2008, turbocharged and aftercooled, Tier 3, Engine Family Number 8JDXL03.0113, driving a 60 kw generator. Generator S/N PE4024L011361. 987948 EFH | 1 | 0 | 0 | 0 | 1 | Diesel | 60 | 79 | 60 | 2021-06-17 | 153.60 | 2021-06-17 | 156.90 | 3.3 | 198 | 0.17986 | 32.7241 | -117.1709 | 0.5 | place |  |  |  |  | San Diego | CA | San Diego County | 92101 | US | TIGER/LineÂ® dataset from the US Census Bureau
APCD2010-PTO-000426 | Active | 2010-02-24 | [34W] Registered Engine (Rule 12) | Poway Unified School District | Mike Tarantino | Maintenance & Operations Dept,8375 Entreken Wy San Diego, CA | 92129 | F | Registration of Existing Diesel Standby Engine John Deere, Model: 6059TF001, S/N: T06059T425346, HP: 150 Model Year: 1993, Date first operated in San Diego: 1994 Original App# APCD2009-CER-000008/SH Feb. 2010 | 1 | 0 | 0 | 0 | 1 | Diesel |  | 150 | 111.855 | 2021-05-12 |  | 2021-05-12 | 688.70 |  | 0 | 0 | 32.7241 | -117.1709 | 0.5 | place |  |  |  |  | San Diego | CA | San Diego County | 92101 | US | TIGER/LineÂ® dataset from the US Census Bureau
APCD2010-PTO-000440 | Active | 2010-02-26 | [34W] Registered Engine (Rule 12) | Plaza 2020 Investors LLC | Steve Williams | 2020 Camino Del Rio N San Diego, CA | 92108 | M | Registration of Existing Natural Gas Emergency Standby Engine Ford, Model: LSC-8751-6005A, S/N: 02150-B-24-TK, HP: 146 Model Year: 1990, Date fist operated in San Diego County: 1990 Original App# APCD2009-CER-000100/SH Feb-2010 | 0 | 0 | 1 | 0 | 1 | Natural Gas |  | 146 | 108.8722 | [5 empty] | 0 | 0 | 32.7706 | -117.1432 | 1 | rooftop | 2020 | Camino Del Rio N |  |  | San Diego | CA | San Diego County | 92108 | US | San Diego Geographic Information Source - JPA
APCD2010-PTO-000455 | Active | 2010-03-10 | [34H] California Certified Emergency Standby Engine | Corodata Corporation | Bob Grosbeck | 12370 Kerran Street Poway, CA | 92064 | F | Emergency Engine: Caterpillar/Perkins, Model C4.4, 126 BHP, diesel fired, turbocharged, S/N E5M00373, Engine Family No. 8PKXL04.4NJ1. | 1 | 0 | 0 | 0 | 1 | Diesel |  | 126 | 93.9582 | 2021-08-04 | 47.50 | 2022-08-04 | 51.60 | 4.1 | 385.2286 | 0.34994 | 32.9405 | -117.0556 | 1 | rooftop | 12370 | Kerran St |  |  | Poway | CA | San Diego County | 92064 | US | San Diego Geographic Information Source - JPA
APCD2010-PTO-000462 | Active | 2010-03-17 | [34H] California Certified Emergency Standby Engine | Scripps Laboratories |  | 6838 Flanders Dr San Diego, Ca | 92121 | G | Emergency engine generator: John Deere diesel engine, Model 5030HF285G, s/n PE5030L023589, 97 hp, Tier3 certified, Family number: 9JDXL03.0113, Model year: 2009, turbocharged, driving a 60kw Kohler generator. APCD2009-APP-000835 EFH | 1 | 0 | 0 | 0 | 1 | Diesel | 60 | 97 | 60 | 2021-12-03 | 141.10 | 2021-12-03 | 150.90 | 9.8 | 588 | 0.53414 | 32.9043 | -117.1756 | 1 | rooftop | 6838 | Flanders Dr |  |  | San Diego | CA | San Diego County | 92121 | US | San Diego Geographic Information Source - JPA
APCD2010-PTO-000463 | Active | 2010-03-18 | [34H] California Certified Emergency Standby Engine | USN Flt Anti Sub Wrfr Trng Ctr PAC | Commanding Officer | 32444 Echo Lane Bldg 1 San Diego, CA | 92147 | I | Stationary Emergency Diesel Engine: Detroit Diesel / 6063HV35, S/N: 6R1025330, 685 hp, Tier 3 certified of Family #9DDXL14.0VLD, turbocharged, aftercooled, driving an emergency generator. | 1 | 0 | 0 | 0 | 1 | Diesel |  | 685 | 510.8045 | 2021-09-16 | 86.40 | 2021-09-16 | 94.90 | 8.5 | 4341.8382 | 3.9441 | 32.7239 | -117.2176 | 1 | range_interpolation | 32444 | Echo Ln | Bldg | 1 | San Diego | CA | San Diego County | 92147 | US | TIGER/LineÂ® dataset from the US Census Bureau
APCD2010-PTO-000470 | Active | 2010-03-25 | [34H] California Certified Emergency Standby Engine | Pacific Bell | Ema Latuli | 1090 Apache Dr Chula Vista, CA | 91910 | Q | Emergency Standby Engine: Caterpillar Model C15DITA, S/N FSE02663, Diesel, 546 BHP, Model Year 2009, EPA Tier 3 Certified, Family 9CPXL15.2ESW, Turbocharged, Aftercooled, Driving an electrical generator. | 1 | 0 | 0 | 0 | 1 | Diesel |  | 546 | 407.1522 | [5 empty] | 0 | 0 | 32.635 | -116.9955 | 1 | rooftop | 1090 | Apache Dr |  |  | Chula Vista | CA | San Diego County | 91910 | US | San Diego Geographic Information Source - JPA
APCD2010-PTO-000473 | Active | 2010-03-26 | [34W] Registered Engine (Rule 12) | City of Coronado Police Station | Mike Lawton | 700 Orange Ave Coronado, CA | 92118 | O | Registration of Existing Diesel Standby Engine John Deere, Model: 6059TF, S/N: CD6059T220353, HP: 166 Year of Manufacture: 1995 Date first operated in San Diego County: 1996 Original App# APCD2009-CER-000115/SH Mar-2010 | 1 | 0 | 0 | 0 | 1 | Diesel |  | 166 | 123.7862 | [5 empty] | 0 | 0 | 32.69 | -117.1774 | 1 | range_interpolation | 700 | Orange Ave |  |  | Coronado | CA | San Diego County | 92118 | US | TIGER/LineÂ® dataset from the US Census Bureau
APCD2010-PTO-000476 | Active | 2010-03-26 | [34H] California Certified Emergency Standby Engine | USMC Base Military Support | AC/S Environmental Security | Building 140120 Camp Pendleton, CA | 92055 | A | Emergency Engine generator, Detroit Diesel engine, Model 6063HV35-S60, S/N 06R1026082, 635 hp, Model Year 2009, EPA Tier 3 Certified Engine, Family Number 9DDXI14.0VLD, turbocharged, driving a 450kw generator. APCD2009-APP-000801 Bldg. No. 140120 | 1 | 0 | 0 | 0 | 1 | Diesel | 450 | 635 | 450 | [5 empty] | 0 | 0 | 33.3877 | -117.4448 | 0.5 | place |  |  |  |  | Camp Pendleton | CA | San Diego County | 92055 | US | TIGER/LineÂ® dataset from the US Census Bureau
APCD2010-PTO-000477 | Active | 2010-03-29 | [34W] Registered Engine (Rule 12) | City of San Diego Water Dept | Eric Jimmerson | 7460 Country Club Dr La Jolla, CA | 92037 | I | Registration of Existing Diesel Standby Engine Cummins, Model: KTA-1150-GS-2, S/N: 31124048, HP: 575 Year of Maufacture: 1981 Date First Operated in San Diego County: 1982 Original App# APCD2010-CER-000129/SH Mar-2010 | 1 | 0 | 0 | 0 | 1 | Diesel |  | 575 | 428.7775 | 2021-06-02 | 710.10 | 2021-06-02 | 711.10 | 1 | 428.7775 | 0.3895 | 32.8422 | -117.2638 | 1 | range_interpolation | 7460 | Country Club Dr |  |  | LA Jolla | CA | San Diego County | 92037 | US | TIGER/LineÂ® dataset from the US Census Bureau
APCD2010-PTO-000479 | Active | 2010-03-29 | [34W] Registered Engine (Rule 12) | San Diego Sycamore LLC | Iliana Perez | 10655/10665 Sorrento Valley Rd San Diego, CA | 92121 | G | Existing Diesel Standby Engine Lister Petter, Model: 3600041CS4A001, S/N: 826-6582, HP: 59 Date first operated San Diego County: 1989 Original App# APCD2010-CER-000132/SH Mar-2010 | 1 | 0 | 0 | 0 | 1 | Diesel |  | 59 | 43.9963 | [5 empty] | 0 | 0 | 32.8193 | -117.094 | 0.55 | nearest_rooftop_match | 10807 | Rueda Ct |  |  | San Diego | CA | San Diego County | 92124 | US | Sandoval
APCD2010-PTO-000480 | Active | 2010-03-30 | [34W] Registered Engine (Rule 12) | San Diego Fire Rescue | Station Shift Captain | 4914 Carroll Canyon Rd San Diego, CA | 92121 | G | Stationary Diesel Emergency Engine/Generator: Cummins Model 4B3.9, S/N 44324150, 66 HP, Model Year 1988. Original App APCD2009-CER-000109. | 1 | 0 | 0 | 0 | 1 | Diesel |  | 66 | 49.2162 | 2022-01-20 | 463.60 | 2022-01-20 | 464.20 | 0.6 | 29.5297 | 0.026825 | 32.8904 | -117.2008 | 1 | rooftop | 4914 | Carroll Canyon Rd |  |  | San Diego | CA | San Diego County | 92121 | US | San Diego Geographic Information Source - JPA
APCD2010-PTO-000481 | Active | 2010-04-01 | [34H] California Certified Emergency Standby Engine | Cole of Oceanside CA, LP | Robert Blakesee | 1300 Rancho Del Oro Oceanside, CA | 92056 | C | Internal combustion engine. BHP: 755 HP. Make: Cummins, model QSX15_G9 NR2, serial number 79410803, diesel engine turbocharged and charge air cooled. Tier 2 certified family 9CEXL015.AAJ. Drives an emergency electrical generator, serial number 074859, rated at 450 kw. | 1 | 0 | 0 | 0 | 1 | Diesel | 450 | 755 | 450 | 2022-07-01 | 190.10 | 2022-07-01 | 197.10 | 7 | 3150 | 2.8614 | 33.2074 | -117.3109 | 1 | rooftop | 1300 | Rancho Del Oro Dr |  |  | Oceanside | CA | San Diego County | 92056 | US | San Diego Geographic Information Source - JPA
APCD2010-PTO-000482 | Active | 2010-04-02 | [34H] California Certified Emergency Standby Engine | United States Marine Corps | Mark Bonsavage | Bldg 52161 Basilone Rd Camp Pendleton, CA | 92055 | A | Emergency Diesel Engine Generator: Kukje Machinery, Model D3400T-Gen1, S/N TP9J00415; Model Year 2019; Engine Family KKMCL3.41D43; Tier 3 certified; 85 bhp rated; driving a 40 kW emergency electrical generator. | 1 | 0 | 0 | 0 | 1 | Diesel | 40 | 85 | 40 | [5 empty] | 0 | 0 | 33.3973 | -117.5288 | 0.7 | street_center |  | Basilone Rd |  |  | Camp Pendleton | CA | San Diego County | 92055 | US | TIGER/LineÂ® dataset from the US Census Bureau
APCD2010-PTO-000487 | Active | 2010-04-02 | [34W] Registered Engine (Rule 12) | Cathedral Plaza Apartments | Owner Manager | 1551 3rd Avenue San Diego, CA | 92101 | N | Registration of Existing Natural Gas Emergency Standby Engine International, Model: 850KR-15R27308, S/N: 1274907069, 114 hp, Date first operated in San Diego County: 1975 Original App# APCD2010-CER-000149/SH Apr-2010 | 0 | 0 | 1 | 0 | 1 | Natural Gas |  | 114 | 85.0098 | 2022-03-22 | 810.00 | 2022-03-22 | 819.00 | 9 | 765.0882 | 0.55565 | 32.7216 | -117.1618 | 1 | rooftop | 1551 | 3rd Ave |  |  | San Diego | CA | San Diego County | 92101 | US | San Diego Geographic Information Source - JPA
APCD2010-PTO-000488 | Active | 2010-04-05 | [34H] California Certified Emergency Standby Engine | USN Submarine Base | Jerry Blanco | Bldg 335 San Diego, CA | 92106 | I | Emergency engine generator: John Deere diesel engine, Model 5030HF285G, rated at 93 bhp, s/n PE5030LO11757, Model year 2008, turbocharged and aftercooled, Tier 3, Engine Family Number 8JDXL030113, driving a 72 KW generator. 987947 EFH | 1 | 0 | 0 | 0 | 1 | Diesel | 72 | 93 | 72 | 2021-06-17 | 232.70 | 2021-06-17 | 236.30 | 3.6 | 259.2 | 0.23546 | 32.7241 | -117.1709 | 0.5 | place |  |  |  |  | San Diego | CA | San Diego County | 92101 | US | TIGER/LineÂ® dataset from the US Census Bureau
APCD2010-PTO-000489 | Active | 2010-04-07 | [34H] California Certified Emergency Standby Engine | 1050 B Street Housing Partners, L.P. | Matt Baroni | 1050 B St San Diego, Ca | 92101 | N | Emergency engine generator: Volvo diesel engine, Model TAD1641GE, rated at 757 bhp, Model year 2009, S/N 2016038420, EPA Tier 2 certified engine, Family Number 9VPXL16.1ACB, turbocharged, driving a 500 kW generator. 000982 EFH | 1 | 0 | 0 | 0 | 1 | Diesel | 500 | 757 | 500 | 2021-12-31 | 192.90 | 2022-05-19 | 207.00 | 14.1 | 7050 | 6.4042 | 32.7181 | -117.1552 | 1 | rooftop | 1050 | B St |  |  | San Diego | CA | San Diego County | 92101 | US | San Diego Geographic Information Source - JPA
APCD2010-PTO-000490 | Active | 2010-04-07 | [34H] California Certified Emergency Standby Engine | San Diego 2 LLC | Mario Nila | 15231 Avenue of Science San Diego, CA | 92128 | F | Emergency engine generator: John Deere Diesel engine, Model 606HF485, S/N PE6068L095861, 315 hp, Tier 3 certified, Family number: 9JDXl06.8101, Model Year: 2009, turbocharged, charge air cooled, driving a 200 kw Kohler generator. 000907 EFH | 1 | 0 | 0 | 0 | 1 | Diesel | 200 | 315 | 200 | 2022-04-01 | 104.80 | 2022-04-01 | 106.80 | 2 | 400 | 0.36336 | 32.9923 | -117.0805 | 1 | rooftop | 15231 | Ave Of Science |  |  | San Diego | CA | San Diego County | 92128 | US | San Diego Geographic Information Source - JPA
APCD2010-PTO-000492 | Active | 2010-04-09 | [34H] California Certified Emergency Standby Engine | Electra Home Owners Association | Brian Fleming | 700 W E St San Diego, CA | 92101 | N | Internal combustion engine, emergency standby. Make: John Deere, Model: 6068HFC48B, certified to family AJDXL06.8101, serial number PE6068L106787. Nominal power: 316 HP at 2400 rpm, operating at 274 HP, 2100 rpm. Diesel engine turbocharged, EGR, charge air cooled. Drives fire pump at nominal capacity of 750 gpm and 250 psi. | 1 | 0 | 0 | 0 | 1 | Diesel |  | 274 | 204.3218 | [5 empty] | 0 | 0 | 32.7151 | -117.1696 | 0.8 | rooftop | 700 | E St |  |  | San Diego | CA | San Diego County | 92101 | US | San Diego Geographic Information Source - JPA
APCD2010-PTO-000493 | Active | 2010-04-13 | [34H] California Certified Emergency Standby Engine | City of Chula Vista | Brian Walther | 890 G St Chula Vista, CA | 91910 | Q | Internal combustion engine. Make: John Deere, model: 6068HF285L, serial number PE6068L045230, BJP: 197, diesel engine, turbocharged and aftercooled. CARB engine family certification: Tier 3, 8JDXL06.8104. Drives an emergency generator rated at 135 kw. | 1 | 0 | 0 | 0 | 1 | Diesel | 135 | 197 | 135 | [5 empty] | 0 | 0 | 32.6304 | -117.1045 | 0.9 | range_interpolation | 890 | G St |  |  | San Diego | CA | San Diego County | 92101 | US | TIGER/LineÂ® dataset from the US Census Bureau
APCD2010-PTO-000494 | Active | 2010-04-13 | [34C] Emergency Standby Engine | Coronado Shores #2 | Jim Scanlon | 1720 Avenida Del Mundo San Diego, CA | 92118 | O | Emergency Standby Internal Combustion Engine, natural gas fired, Make Cummins, Model 85GGHG, BHP: 131.6, S/N: K090068241, turbocharged with air to fuel ratio controller and 3 way catalyst. EPA certified to engine family name 9CEXB06.8GDA. | 0 | 0 | 1 | 0 | 1 | Natural Gas |  | 131.6 | 98.1341 | 2021-07-21 | 259.40 | 2022-07-15 | 288.00 | 28.6 | 2806.6358 | 2.0383 | 32.6779 | -117.1765 | 0.9 | rooftop | 1720 | Avenida Del Mundo |  |  | Coronado | CA | San Diego County | 92118 | US | San Diego Geographic Information Source - JPA
APCD2010-PTO-000499 | Active | 2010-04-14 | [34W] Registered Engine (Rule 12) | General Atomics | Vera Mitrofski | 16818 Via Del Campo Ct San Diego, CA | 92127 | F | Registration of Existing Diesel Standby Engine John Deere, Model: 6076TF010, S/N: RG6076T132872, 211 hp Date first operated in San Diego County: 1990 Original App# APCD2010-CER-000163/SH Apr-2010 | 1 | 0 | 0 | 0 | 1 | Diesel |  | 211 | 157.3427 | 2021-12-08 | 558.90 | 2021-12-08 | 562.60 | 3.7 | 582.168 | 0.52884 | 33.0191 | -117.0963 | 1 | rooftop | 16818 | Via Del Campo Ct |  |  | San Diego | CA | San Diego County | 92127 | US | Sandoval
APCD2010-PTO-000500 | Active | 2010-04-14 | [34W] Registered Engine (Rule 12) | Parkway Endoscopy Center | Sandy Hlavac | 488 East Valley Parkway, Ste 110 Escondido, CA | 92025 | D | Registration of an Existing Diesel Standby Engine John Deere, Model: 4039DF004, S/N: CD4039D408831, 66 hp Date first operated in San Diego County: August of 2000 Original App# APCD2010-CER-000166/SH Apr-2010 | 1 | 0 | 0 | 0 | 1 | Diesel |  | 66 | 49.2162 | 2021-06-15 | 218.00 | 2021-06-15 | 220.80 | 2.8 | 137.8054 | 0.12518 | 33.1256 | -117.0774 | 1 | rooftop | 488 | E Valley Pkwy E | Ste | 110 | Escondido | CA | San Diego County | 92025 | US | San Diego Geographic Information Source - JPA
APCD2010-PTO-000501 | Active | 2010-04-14 | [34H] California Certified Emergency Standby Engine | McClellan-Palomar Airport | General Manager | 2192 Palomar Airport Road Carlsbad, CA | 92011 | E | Emergency Engine: John Deere, Model 4045HF2851, 158 BHP, diesel fired, turbocharged, S/N PE4045L034506, Tier 3 certified, Engine Family No. 8JDXL06.8105. | 1 | 0 | 0 | 0 | 1 | Diesel |  | 158 | 117.8206 | [5 empty] | 0 | 0 | 33.1271 | -117.2788 | 1 | rooftop | 2192 | Palomar Airport Rd |  |  | Carlsbad | CA | San Diego County | 92011 | US | San Diego Geographic Information Source - JPA
APCD2010-PTO-000502 | Active | 2010-04-14 | [34H] California Certified Emergency Standby Engine | HCPI Sorrento LLC c/o Cushman & Wakefield | Victor Sanchez | 6925 Lusk Blvd San Diego, CA | 92121 | G | Emergency Diesel Engine Generator: John Deere, Model 6018HF485, 315 BHP, S/N PE6068L039338, Engine Family 8JDXL06.8101, Tier 3 certified; driving a 200-kW emergency electrical generator. | 1 | 0 | 0 | 0 | 1 | Diesel | 200 | 315 | 200 | 2021-11-09 | 109.50 | 2021-11-09 | 119.50 | 10 | 2000 | 1.8168 | 32.9012 | -117.2082 | 1 | rooftop | 6925 | Lusk Blvd |  |  | San Diego | CA | San Diego County | 92121 | US | San Diego Geographic Information Source - JPA
APCD2010-PTO-000505 | Active | 2010-04-15 | [34H] California Certified Emergency Standby Engine | Del Norte High School | Jeremy Roos | 16601 Nighthawk Lane San Diego, CA | 92127 | F | Emergency Engine: John Deere, Model 4045HF285, 158 bhp, diesel fired, turbocharged, S/N PE4045L027649, Tier 3 certified, Engine Family No. 7JDXL06.8105. | 1 | 0 | 0 | 0 | 1 | Diesel |  | 158 | 117.8206 | 2022-01-14 | 74.80 | 2022-01-14 | 74.80 | 0 | 0 | 0 | 32.7241 | -117.1709 | 0.5 | place |  |  |  |  | San Diego | CA | San Diego County | 92101 | US | TIGER/LineÂ® dataset from the US Census Bureau
APCD2010-PTO-000508 | Active | 2010-04-15 | [34W] Registered Engine (Rule 12) | Infotech Systems Management | Melanie Chandruang | 1748 San Diego Av San Diego, CA | 92110 | I | Registration of Existing Diesel Standby Engine Perkins, Model LD70296, S/N U733230B, 60 hp, Model Year 1996 Date first operated in San Diego County: 2000 Original App# APCD2010-CER-000162/SH Apr-2010 | 1 | 0 | 0 | 0 | 1 | Diesel |  | 60 | 44.742 | 2021-12-16 | 206.20 | 2021-12-16 | 210.80 | 4.6 | 205.8132 | 0.18696 | 32.7434 | -117.1826 | 1 | rooftop | 1748 | San Diego Ave |  |  | San Diego | CA | San Diego County | 92110 | US | San Diego Geographic Information Source - JPA
APCD2010-PTO-000513 | Active | 2010-04-23 | [34H] California Certified Emergency Standby Engine | Padre Dam Municipal Water District | Paul Clarke | 530 Arnold Wy Alpine, CA | 91901 | H | Emergency Engine: Mitsubishi, Model S12H-Y2PTAW-1, 1528 BHP, diesel fired, turbocharged, S/N 31889, Tier 2 certified, Engine Family No. 8MVXL37.1BBA. | 1 | 0 | 0 | 0 | 1 | Diesel |  | 1528 | 1139.4296 | 2022-01-01 | 197.90 | 2022-01-01 | 200.40 | 2.5 | 2848.574 | 2.5876 | 32.8406 | -116.8034 | 1 | rooftop | 530 | Arnold Way |  |  | Alpine | CA | San Diego County | 91901 | US | San Diego Geographic Information Source - JPA
APCD2010-PTO-000518 | Active | 2010-04-30 | [34H] California Certified Emergency Standby Engine | Residence Inn Gaslamp Quarter | Zenon Leonor | 356 Sixth Av San Diego, CA | 92101 | N | Emergency Engine: Caterpillar, Model C15, 762 BHP, diesel fired, turbocharged, aftercooled, S/N FSE02438, Tier 2 Certified, Engine Family No. 8CPXL15.2ELW. | 1 | 0 | 0 | 0 | 1 | Diesel |  | 762 | 568.2234 | 2021-10-14 | 601.50 | 2022-07-08 | 606.70 | 5.2 | 2954.7617 | 2.6841 | 32.7091 | -117.1595 | 0.9 | rooftop | 356 | 6th Ave |  |  | San Diego | CA | San Diego County | 92101 | US | San Diego Geographic Information Source - JPA
APCD2010-PTO-000519 | Active | 2010-05-04 | [34H] California Certified Emergency Standby Engine | Verizon Wireless | Melinda Salem | 2430 Business Park Dr Vista, CA | 92081 | B | Internal combustion engine. Make: Cummins, model QSK50-G4, engine s/n 33172763. Engine BHP: 2,220 HP at 1,800 rpm, turbocharged and aftercooled. Date of manufacture: March 04, 2008. Engine certified to family 8CEXL050.AAD (Tier 2). Driven electrical emergency generator rated at 1,500 kw. (Appl. 986811/JFT Jan 2010). | 0 | 0 | 0 | 0 | 0 | Unknown | 500 | 2220 | 500 | 2021-08-26 | 265.00 | 2022-06-14 | 306.00 | 41 | 20500 | 0 | 33.1493 | -117.2318 | 0.88 | nearest_rooftop_match | 2450 | Business Park Dr |  |  | Vista | CA | San Diego County | 92081 | US | San Diego Geographic Information Source - JPA
APCD2010-PTO-000522 | Active | 2010-05-06 | [34W] Registered Engine (Rule 12) | Crown Castle Towers 06-2 LLC | Owner Manager | 2205 Viewpoint Dr #907- Sunrise Hwy Mt Laguna, Ca | 91948 | R | Registration of Existing Emergency Standby Engine Ford, Model: 0SG-6491 6005A, S/N: 06332 A-05-RC, Fuel: Propane, 60 hp, Date first operated in San Diego County: 1995 Original App# APCD2010-CER-000174/SH May-2010 | 0 | 0 | 0 | 1 | 1 | Propane |  | 60 | 44.742 | 2022-03-21 | 1585.30 | 2022-03-21 | 1588.20 | 2.9 | 129.7518 | 0.1069 | 32.8723 | -116.4184 | 0.5 | place |  |  |  |  | Mount Laguna | CA | San Diego County | 91948 | US | TIGER/LineÂ® dataset from the US Census Bureau
APCD2010-PTO-000523 | Active | 2010-05-07 | [34H] California Certified Emergency Standby Engine | City of Escondido | Joyce Materson | 1163 N Centre City Py Escondido, CA | 92026 | B | Emergency standby engine: Doosan diesel engine, Model P222FE, S/N 900121 EUYOB, rated at 864 bhp, Model year 2008, EPA Tier 2 certified of Engine Family Number 8DWXL21.9UYA, turbocharged, aftercooled, driving a 600 KW generator. (APCD2009-CCN-987831/CCN/Jul 2010) Engine #3 | 1 | 0 | 0 | 0 | 1 | Diesel | 600 | 864 | 600 | 2022-03-10 | 56.30 | 2022-03-10 | 58.10 | 1.8 | 1080 | 0.98106 | 33.1364 | -117.0944 | 1 | rooftop | 1163 | N Centre City Pkwy N |  |  | Escondido | CA | San Diego County | 92026 | US | San Diego Geographic Information Source - JPA
APCD2010-PTO-000524 | Active | 2010-05-07 | [34H] California Certified Emergency Standby Engine | City of Escondido | General Manager | 1163 N Centre City Py Escondido, CA | 92026 | B | Emergency standby engine: Doosan diesel engine, Model P222FE, S/N 900092 EUYOB , rated at 864 bhp, Model year 2008, EPA Tier 2 certified of Engine Family Number 8DWXL21.9UYA, turbocharged, aftercooled, driving a 600 KW generator. (APCD2009-APP-987832/CCN/Jul 2010) Engine #2 | 1 | 0 | 0 | 0 | 1 | Diesel | 600 | 864 | 600 | 2022-03-10 | 64.50 | 2022-03-10 | 66.40 | 1.9 | 1140 | 1.0356 | 33.1364 | -117.0944 | 1 | rooftop | 1163 | N Centre City Pkwy N |  |  | Escondido | CA | San Diego County | 92026 | US | San Diego Geographic Information Source - JPA
APCD2010-PTO-000525 | Active | 2010-05-07 | [34H] California Certified Emergency Standby Engine | City of Escondido | Joyce Materson | 1163 N Centre City Py Escondido, CA | 92026 | B | Emergency standby engine: Doosan diesel engine, Model P222FE, S/N 900126 EUYOB, rated at 864 bhp, Model year 2008, EPA Tier 2 certified of Engine Family Number 8DWXL21.9UYA, turbocharged, aftercooled, driving a 600 KW generator. (APCD2009-APP-987833/CCN/Jul 2010) Engine #4 | 1 | 0 | 0 | 0 | 1 | Diesel | 600 | 864 | 600 | 2022-03-10 | 66.20 | 2022-03-10 | 66.20 | 0 | 0 | 0 | 33.1364 | -117.0944 | 1 | rooftop | 1163 | N Centre City Pkwy N |  |  | Escondido | CA | San Diego County | 92026 | US | San Diego Geographic Information Source - JPA
APCD2010-PTO-000526 | Active | 2010-05-07 | [34H] California Certified Emergency Standby Engine | City of Escondido | Joyce Materson | 1163 N Centre City Py Escondido, CA | 92026 | B | Emergency standby engine: Doosan diesel engine, Model P222FE, S/N 900003 EUYOB, rated at 864 bhp, Model year 2008, EPA Tier 2 certified of Engine Family Number 8DWXL21.9UYA, turbocharged, aftercooled, driving a 600 KW generator. (APCD2009-APP-987834/CCN/July 2010) Engine #1 | 1 | 0 | 0 | 0 | 1 | Diesel | 600 | 864 | 600 | 2022-03-10 | 68.80 | 2022-03-10 | 69.10 | 0.3 | 180 | 0.16351 | 33.1364 | -117.0944 | 1 | rooftop | 1163 | N Centre City Pkwy N |  |  | Escondido | CA | San Diego County | 92026 | US | San Diego Geographic Information Source - JPA
APCD2010-PTO-000529 | Active | 2010-05-10 | [34H] California Certified Emergency Standby Engine | Abbott IBIS | Raymond Rice | 2251 Faraday Avenue, Suite 150 Carlsbad, CA | 92008 | C | Emergency engine, Detroit Diesel engine, Model #60.14L, S/N 06R1029060, rated at 490hp, EPA Tier 3 Certified Engine, Family Number 9DDXL14.OVLD, turbocharged; Kohler Generator, 300 kW, Model 300REOZDD, Model year 2009, S/N 2264628. APCD20090-APP-000672 | 1 | 0 | 0 | 0 | 1 | Diesel | 300 | 490 | 300 | 2022-03-02 | 233.00 | 2022-03-02 | 234.00 | 1 | 300 | 0.27252 | 33.1339 | -117.2776 | 1 | rooftop | 2251 | Faraday Ave | Ste | 150 | Carlsbad | CA | San Diego County | 92008 | US | San Diego Geographic Information Source - JPA
APCD2010-PTO-000534 | Active | 2010-05-11 | [34H] California Certified Emergency Standby Engine | Marine Corps Air Station | Environmental Manager | Camp Pendleton Camp Pendleton, CA | 92055 | A | Emergency engine generator: John Deere Diesel engine, Model 4024HF285, rated at 80 bhp, Model year 2009, EPA Tier 3 Certified Engine, Family Number 9JDXL03.0113, S/N PE 4024L022290, turbocharged and aftercooled, driving a 50 kw electrical generator. (Building 2394) APCD2009-APP-000904 | 1 | 0 | 0 | 0 | 1 | Diesel | 50 | 80 | 50 | 2021-06-22 | 163.30 | 2021-06-22 | 164.00 | 0.7 | 35 | 0.031794 | 33.3877 | -117.4448 | 1 | place |  |  |  |  | Camp Pendleton | CA | San Diego County | 92055 | US | TIGER/LineÂ® dataset from the US Census Bureau
APCD2010-PTO-000535 | Active | 2010-05-11 | [34C] Emergency Standby Engine | Commander Navy Region SW | John Jay | Naval Air Station North Island Coronado, CA | 92135 | O | Emergency standby engine: KEM Equipment Inc. engine, fueled with natural gas, Model PC10139, S/N 01218020607, rated at 145 bhp, Model year 2009, EPA certified of Engine Family Number 9KEMB08.1CN1, equipped with KEM Equipment Inc. three-way catalyst, Model C09-8110-S and air to fuel ratio controller, directly drives a backup pump for the sewage lift station. Functional Group: Public Utilities and Transportation | 0 | 0 | 1 | 0 | 1 | Natural Gas |  | 145 | 108.1265 | 2021-06-24 | 68.90 | 2022-06-23 | 70.40 | 1.5 | 162.1898 | 0.11779 | 32.6992 | -117.2096 | 1 | place |  |  |  |  | Coronado | CA | San Diego County | 92118 | US | TIGER/LineÂ® dataset from the US Census Bureau
APCD2010-PTO-000536 | Active | 2010-05-11 | [34H] California Certified Emergency Standby Engine | County of San Diego, DPW Wastewater Mgmt | Stacy Preve | 2840 Hy 78 Julian, CA | 92036 | D | Emergency standby engine: Cummins diesel engine, Model QSB5-G3-NR3, S/N 73058937, rated at 145 bhp, Model year 2009, EPA Tier 3 certified of Engine Family Number ACEXL0275AAG, turbocharged, aftercooled, driving an 80 KW generator. | 1 | 0 | 0 | 0 | 1 | Diesel | 80 | 145 | 80 | 2021-09-17 | 712.90 | 2021-09-17 | 713.00 | 0.1 | 8 | 0.0072671 | 33.0735 | -116.589 | 0.5 | place |  |  |  |  | Julian | CA | San Diego County | 92036 | US | TIGER/LineÂ® dataset from the US Census Bureau
APCD2010-PTO-000538 | Active | 2010-05-11 | [34H] California Certified Emergency Standby Engine | Palomar College | CCC SAT | 1140 W Mission Rd San Marcos, CA | 92069 | B | Emergency Standby Diesel Engine: John Deere, Model: 4045HF285, S/N: PE4045L095610, 158 hp, Tier 3 certified, Family No.: 9JDXL06.8105, Model Year: 2009, turbocharged, charge air-cooled, equipped with a Johnson Matthey, Model No.: ERT1A-N-E1-SS-5 diesel particulate filter system, driving a 100 kW Kohler generator. | 1 | 0 | 0 | 0 | 1 | Diesel | 100 | 158 | 100 | 2022-03-01 | 402.30 | 2022-03-01 | 403.10 | 0.8 | 80 | 0.072671 | 33.1524 | -117.1788 | 1 | rooftop | 1140 | W Mission Rd W |  |  | San Marcos | CA | San Diego County | 92069 | US | San Diego Geographic Information Source - JPA
APCD2010-PTO-000539 | Active | 2010-05-11 | [34H] California Certified Emergency Standby Engine | Palomar College | CCC SAT | 1140 W Mission Rd San Marcos, CA | 92069 | B | Emergency Standby Diesel Engine: John Deere, Model: 6090HF484, S/N:RG6090L069303, 422 hp, Tier 3 certified, Family No.: 9JDXL09.0114, Model Year: 2009, turbocharged, charge air-cooled, equipped with a Johnson Matthey, Model No.: CRT2-N-BITO-CS-8 diesel particulate filter system, driving a 275 kW Kohler generator. | 1 | 0 | 0 | 0 | 1 | Diesel | 275 | 422 | 275 | 2022-03-01 | 331.70 | 2022-03-01 | 332.90 | 1.2 | 330 | 0.29977 | 33.1524 | -117.1788 | 1 | rooftop | 1140 | W Mission Rd W |  |  | San Marcos | CA | San Diego County | 92069 | US | San Diego Geographic Information Source - JPA
APCD2010-PTO-000540 | Active | 2010-05-11 | [34H] California Certified Emergency Standby Engine | USN Nav Sta 1 SCE | Commanding Officer | Naval Station San Diego, CA | 92136 | S | Emergency standby engine: John Deere diesel engine, Model 4024HF285B, S/N PE4024L022145, rated at 80 bhp, Model year 2009, EPA Tier 3 certified of engine family number 9JDXL03.0113, turbocharged, driving a 60 kW generator. | 1 | 0 | 0 | 0 | 1 | Diesel | 60 | 80 | 60 | 2022-01-10 | 147.60 | 2022-01-10 | 151.00 | 3.4 | 204 | 0.18531 | 32.8122 | -116.9328 | 0.86 | street_center |  | Navello St |  |  | El Cajon | CA | San Diego County | 92021 | US | TIGER/LineÂ® dataset from the US Census Bureau
APCD2010-PTO-000541 | Active | 2010-05-12 | [34H] California Certified Emergency Standby Engine | West Wireless Health Institute | Shelley Valentine | 10350 N Torrey Pines Rd La Jolla, CA | 92037 | I | Emergency engine generator: John Deere Diesel Engine, Model 6068HF285, 237bhp, S/N: PE6068L096213, Tier 3 certified, Family No. 9JDXL06.8104, Model Year 2009, turbocharged, charged air-cooled, driving a 150 kW generator. APCD2009-APP-000784 | 1 | 0 | 0 | 0 | 1 | Diesel | 150 | 237 | 150 | 2022-07-19 | 84.80 | 2022-07-19 | 91.10 | 6.3 | 945 | 0.85843 | 32.8915 | -117.2417 | 1 | rooftop | 10350 | N Torrey Pines Rd |  |  | LA Jolla | CA | San Diego County | 92037 | US | San Diego Geographic Information Source - JPA
APCD2010-PTO-000547 | Active | 2010-05-13 | [34C] Emergency Standby Engine | SFII 530 B LLC |  | 530 B St San Diego, CA | 92101 | N | Emergency Engine: Caterpillar Diesel Engine, Model 3412, S/N 81Z18913, 742 BHP; Drives A 500 KW Generator. (950830-CCN-7/1996)(17CCR93115 SJE12/2005)(POCR 06/2010). | 1 | 0 | 0 | 0 | 1 | Diesel | 500 | 742 | 500 | 2021-11-05 | 468.00 | 2022-07-18 | 483.00 | 15 | 7500 | 6.8129 | 32.7182 | -117.1597 | 1 | rooftop | 530 | B St |  |  | San Diego | CA | San Diego County | 92101 | US | San Diego Geographic Information Source - JPA
APCD2010-PTO-000549 | Active | 2010-05-14 | [34H] California Certified Emergency Standby Engine | San Elijo Joint Powers Authority Eden Gardens PS | Jim Greenstein | Highland Rd & Valley Rd Solana Beach, CA | 92075 | E | Emergency engine generator: John Deere Diesel Engine, Model 6068HF485, S/N PE 6068L095836, 315 hp, Tier 3 certified engine, Family no. 9DXL06.8101, Model Year 2009, turbocharged, charge air-cooled, driving a 200 kw Kohler generator. APCD2009-App-000798 | 1 | 0 | 0 | 0 | 1 | Diesel | 200 | 315 | 200 | [5 empty] | 0 | 0 | 32.9797 | -117.2571 | 1 | intersection |  | Highland Dr |  |  | Solana Beach | CA | San Diego County | 92075 | US | TIGER/LineÂ® dataset from the US Census Bureau
APCD2010-PTO-000550 | Active | 2010-05-14 | [34H] California Certified Emergency Standby Engine | General Dynamics NASSCO | Sara Giobbi | 2798 East Harbor Dr San Diego, CA | 92113 | P | Emergency Engine: John Deere, Model 6068HF485, 315 BHP, diesel fired, turbocharged, S/N PE6068L062917, Tier 3 Certified, Engine Family No. 8JDXL06.8101. | 1 | 0 | 0 | 0 | 1 | Diesel |  | 315 | 234.8955 | 2022-04-26 | 89.50 | 2022-04-26 | 90.50 | 1 | 234.8955 | 0.21338 | 32.6908 | -117.1338 | 0.9 | range_interpolation | 2798 | E Harbor Dr |  |  | San Diego | CA | San Diego County | 92113 | US | TIGER/LineÂ® dataset from the US Census Bureau
APCD2010-PTO-000551 | Active | 2010-05-14 | [34H] California Certified Emergency Standby Engine | Scantibodies Laboratory Inc | Facilities Manager | Facilities Manager,9343 Wheatlands Rd Santee, CA | 92071 | H | Emergency Engine: John Deere, Model 6068HF285K, 243 BHP, diesel fired, turbocharged, aftercooled, S/N PE6068L062476, Tier 3 Certified, Engine Family No. 8JDXL06.8104. | 1 | 0 | 0 | 0 | 1 | Diesel |  | 243 | 181.2051 | [5 empty] | 0 | 0 | 32.8456 | -116.9601 | 1 | rooftop | 9343 | Wheatlands Rd |  |  | Santee | CA | San Diego County | 92071 | US | San Diego Geographic Information Source - JPA
APCD2010-PTO-000552 | Active | 2010-05-14 | [34C] Emergency Standby Engine | Scantibodies Laboratory Inc | Facilities Manager | Facilities Manager,9343 Wheatlands Rd Santee, CA | 92071 | H | Emergency Engine: Generac, Model 13.3GTA, 243 BHP, natural gas fired, turbocharged, aftercooled, S/N 0H0924, equipped with a Generac 3-way catalyst and air/fuel ratio controller. | 0 | 0 | 1 | 0 | 1 | Natural Gas |  | 243 | 181.2051 | [5 empty] | 0 | 0 | 32.8456 | -116.9601 | 1 | rooftop | 9343 | Wheatlands Rd |  |  | Santee | CA | San Diego County | 92071 | US | San Diego Geographic Information Source - JPA
APCD2010-PTO-000553 | Active | 2010-05-17 | [34H] California Certified Emergency Standby Engine | USMC Air Station Miramar | Environmental Engineer | USMC Air Station Miramar San Diego, CA | 92145 | H | Emergency engine generator: Caterpillar/Perkins diesel engine, Model C4.4, S/N E5M01631, 156.9 hp, Tier 3 certified, Family No. APKXL04.4NJ1, Model Year 2010, turbocharged, driving a 100 kW generator. APCD2009-APP-000844 | 1 | 0 | 0 | 0 | 1 | Diesel | 100 | 156.9 | 100 | 2022-01-01 | 135.50 | 2022-01-01 | 139.30 | 3.8 | 380 | 0.34519 | 32.8795 | -117.1612 | 1 | street_center |  | Miramar Rd |  |  | San Diego | CA | San Diego County | 92121 | US | TIGER/LineÂ® dataset from the US Census Bureau
APCD2010-PTO-000554 | Active | 2010-05-21 | [34H] California Certified Emergency Standby Engine | Plaza Bonita Mall | Timothy Conery | 3030 Plaza Bonita Rd National City, Ca | 91950 | Q | Emergency standby engine: Detroit Diesel engine, Model 16V2000 G84 R163-8A36, S/N 5362004168, rated at 1495 bhp, Model Year 2007, EPA Tier 2 certified of Engine Family Number 7MDDL31.8XRR, driving a 1,000 KW generator. | 1 | 0 | 0 | 0 | 1 | Diesel | 1000 | 1495 | 1000 | 2021-08-03 | 52.40 | 2022-07-29 | 60.10 | 7.7 | 7700 | 6.9946 | 32.6563 | -117.0658 | 1 | rooftop | 3030 | Plaza Bonita Rd |  |  | National City | CA | San Diego County | 91950 | US | San Diego Geographic Information Source - JPA
APCD2010-PTO-000555 | Active | 2010-05-24 | [34W] Registered Engine (Rule 12) | New Alternatives | Sam Love | 730 Medical Center Ct Chula Vista, CA | 91911 | R | Registration of Existing Diesel Emergency Standby Engine Caterpillar, Model: 3304PC, S/N: 4B21394, Rating: 121hp, Date first operated in San Diego County: June-2000 Original App# APCD2010-CER-000164/SH May-2010 | 1 | 0 | 0 | 0 | 1 | Diesel |  | 121 | 90.2297 | 2022-05-23 | 575.00 | 2022-05-23 | 576.00 | 1 | 90.2297 | 0.081964 | 32.6183 | -117.0251 | 1 | rooftop | 730 | Medical Center Ct |  |  | Chula Vista | CA | San Diego County | 91911 | US | Sandoval
APCD2010-PTO-000556 | Active | 2010-05-24 | [34W] Registered Engine (Rule 12) | New Alternatives | Sam Love | 730 Medical Center Ct Chula Vista, CA | 91911 | R | Registration of Existing Diesel Emergency Standby Engine Cummins, Model: 4BT-3.9, S/N: 44313244, Rating: 102hp, Date first operated in San Diego County: July-2000 Original App# APCD2010-CER-000165/SH May-2010 | 1 | 0 | 0 | 0 | 1 | Diesel |  | 102 | 76.0614 | 2021-05-06 | 261.50 | 2022-05-23 | 264.80 | 3.3 | 251.0026 | 0.22801 | 32.6183 | -117.0251 | 1 | rooftop | 730 | Medical Center Ct |  |  | Chula Vista | CA | San Diego County | 91911 | US | Sandoval
APCD2010-PTO-000557 | Active | 2010-05-25 | [34H] California Certified Emergency Standby Engine | USMC Base Public Safety SA06 | Air Quality Specialist | San Luis Rey Gate A17 / Building 17012 Camp Pendleton, CA | 92055 | A | Emergency Engine Generator: John Deere Diesel Engine, Model 4045HF2851, S/N PE 4045L091260, 158hp, Tier 3 Certified, Family Number 9JDXL06.8105, Model Year 2009, turbocharged, charge air-cooled, driving a 100 kW Kohler generator. APCD2009-APP-000722 (San Luis Rey Gate A17) Bldg. No. 17012 | 1 | 0 | 0 | 0 | 1 | Diesel | 100 | 158 | 100 | [5 empty] | 0 | 0 | 33.2216 | -117.235 | 0.9 | street_center |  | San Luis Rey Ave |  |  | Vista | CA | San Diego County | 92084 | US | TIGER/LineÂ® dataset from the US Census Bureau
APCD2010-PTO-000558 | Active | 2010-05-25 | [34H] California Certified Emergency Standby Engine | USMC Base Public Safety SA05 | Air Quality Section | Building 620505 Camp Pendleton, CA | 92055 | A | Emergency Engine Generator: John Deere Diesel Engine, Model 4045HF2851, S/N: PE4045L091253, 158hp, Tier 3 Certified, Family Number 9JDXL06.8105, Model Year 2009, turbocharged and charge air-cooled, driving a 100kw Generator (Mfr: Kohler, Model: 100REOZJD, S/N: 2256446) [Cristianitos Gate A62] Bldg. No. 620505 | 1 | 0 | 0 | 0 | 1 | Diesel | 100 | 158 | 100 | [5 empty] | 0 | 0 | 33.3877 | -117.4448 | 0.5 | place |  |  |  |  | Camp Pendleton | CA | San Diego County | 92055 | US | TIGER/LineÂ® dataset from the US Census Bureau
APCD2010-PTO-000561 | Active | 2010-06-04 | [34H] California Certified Emergency Standby Engine | USMC Base Public Utilities U05 | Air Quality Section | Building 14085 Camp Pendleton, CA | 92055 | A | Emergency Engine Generator, John Deere Diesel engine, Model 6068HF485, rated at 315 hp, Model Year 2009, Turbocharged, S/N PE 6068L095849, EPA Tier 3 Certified Engine, Family Number 9JDXL06.8101, driving a 180 kw generator. Bldg. No. 14085 | 1 | 0 | 0 | 0 | 1 | Diesel | 180 | 315 | 180 | [5 empty] | 0 | 0 | 33.3877 | -117.4448 | 0.5 | place |  |  |  |  | Camp Pendleton | CA | San Diego County | 92055 | US | TIGER/LineÂ® dataset from the US Census Bureau
APCD2010-PTO-000564 | Active | 2010-06-07 | [34H] California Certified Emergency Standby Engine | USMC Base Military Support | AC/S Environmental Security | Building 4100374 Camp Pendleton, CA | 92055 | A | Emergency Engine-Generator: Mitsubishi Diesel Engine, Model S16R-Y2PTAW2-1, 2923 BHP, Model year 2008, EPA Tier 2 Certified Engine, Family Number 8MVXL65.4BBA, S/N: 14852, turbocharged, driving a 1750 KW electrical generator (Kohler, Model: 1750REOZMB, S/N: 2267789) Building #4100374 | 1 | 0 | 0 | 0 | 1 | Diesel | 750 | 2923 | 750 | [5 empty] | 0 | 0 | 33.3877 | -117.4448 | 0.5 | place |  |  |  |  | Camp Pendleton | CA | San Diego County | 92055 | US | TIGER/LineÂ® dataset from the US Census Bureau
APCD2010-PTO-000569 | Active | 2010-06-18 | [34H] California Certified Emergency Standby Engine | City of La Mesa | General Manager | 9110 Grossmont Bl La Mesa, CA | 91941 | K | Emergency Standby Diesel Engine: John Deere, Model: 4045HF285K, S/N: PE4045L063405, 197 hp, Tier 3 certified of Family Number: 8JDXL06.8104, Model Year 2008, turbocharged, aftercooled, driving a 125 kW Generac generator. | 1 | 0 | 0 | 0 | 1 | Diesel | 125 | 197 | 125 | 2021-12-26 | 236.10 | 2022-03-10 | 242.50 | 6.4 | 800 | 0.72671 | 32.7734 | -117.0005 | 1 | range_interpolation | 9110 | Grossmont Blvd |  |  | LA Mesa | CA | San Diego County | 91941 | US | TIGER/LineÂ® dataset from the US Census Bureau
APCD2010-PTO-000572 | Active | 2010-06-18 | [34H] California Certified Emergency Standby Engine | General Atomics | Michael Steele | 14250 Kirkham Way Poway, Ca | 92064 | F | Internal combustion engine, emergency. Make: Volvo, model TAD1641GE, serial number D16-042037-C3-A. Engine BHP: 757 HP, turbocharged and charge air cooled. Engine is certified to Tier 2, for family name AVPXL16.1ACB. Drives an electrical emergency generator rated at 500 kw. JFT June 18, 2010 | 0 | 0 | 0 | 0 | 0 | Unknown | 500 | 757 | 500 | 2021-09-22 | 163.20 | 2022-08-31 | 176.80 | 13.6 | 6800 | 0 | 32.9379 | -117.0217 | 1 | rooftop | 14250 | Kirkham Way |  |  | Poway | CA | San Diego County | 92064 | US | San Diego Geographic Information Source - JPA
APCD2010-PTO-000574 | Active | 2010-06-22 | [34H] California Certified Emergency Standby Engine | City of Vista Fire |  | 175 N Melrose Dr Vista, CA | 92083 | C | Internal combustion engine, emergency. Make: John Deere, model 6090HF484C, serial number: RG6090L070503. Engine BHP: 346 HP, turbocharged, charge air cooled. Certified Tier 3 to family number 9JDXL09.0114. Drives an electrical emergency generator rated at 230 kW. JFT June 2010 | 0 | 0 | 0 | 0 | 0 | Unknown | 230 | 346 | 230 | 2021-12-31 | 126.80 | 2022-04-15 | 151.50 | 24.7 | 5681 | 0 | 33.196 | -117.2547 | 1 | range_interpolation | 175 | N Melrose Dr |  |  | Vista | CA | San Diego County | 92083 | US | TIGER/LineÂ® dataset from the US Census Bureau
APCD2010-PTO-000575 | Active | 2010-06-22 | [34H] California Certified Emergency Standby Engine | Childrens Hospital & Health Center | Director of Engineering | 3020 Childrens Wy San Diego, CA | 92123 | J | Internal combustion engine, emergency. Make: Detroit Diesel, model T123-8A36, Serial Number: 5262003929, BHP: 2,328 HP. Engine equipped with turbocharger and charge air cooler. CARB engine family certification Tier 2 , to engine family 8MDDL95.4XTR. Drives an electrical emergency generator rated at 1,500 kw. JFT June 2010 | 1 | 0 | 0 | 0 | 1 | Diesel | 500 | 2328 | 500 | [5 empty] | 0 | 0 | 32.7985 | -117.1522 | 1 | rooftop | 3020 | Childrens Way |  |  | San Diego | CA | San Diego County | 92123 | US | San Diego Geographic Information Source - JPA
APCD2010-PTO-000576 | Active | 2010-06-22 | [34H] California Certified Emergency Standby Engine | Childrens Hospital & Health Center | Director of Engineering | 3020 Childrens Wy San Diego, CA | 92123 | J | Internal combustion engine, emergency. Make: Detroit Diesel, model T123-8A36, serial number: 5262003989, BHP: 2,328 HP. Engine equipped with turbocharger and charge air cooler. CARB engine family certification Tier 2, to engine family 8MDDL95.4XTR. Drives an electrical emergency generator rated at 1,500 kw. JFT June 2010. | 1 | 0 | 0 | 0 | 1 | Diesel | 500 | 2328 | 500 | [5 empty] | 0 | 0 | 32.7985 | -117.1522 | 1 | rooftop | 3020 | Childrens Way |  |  | San Diego | CA | San Diego County | 92123 | US | San Diego Geographic Information Source - JPA
APCD2010-PTO-000577 | Active | 2010-06-22 | [34H] California Certified Emergency Standby Engine | Childrens Hospital & Health Center | Director of Engineering | 3020 Childrens Wy San Diego, CA | 92123 | J | Internal combustion engine, emergency. Make: Detroit Diesel, model T123-8A36, Serial Number: 5262003906, BHP: 2,328 HP. Engine equipped with turbocharger and charge air cooler. CARB engine family certification Tier 2, to engine family 8MDDL95.4XTR. Drives an electrical emergency generator rated at 1,500 kw. JFT June 2010. | 1 | 0 | 0 | 0 | 1 | Diesel | 500 | 2328 | 500 | [5 empty] | 0 | 0 | 32.7985 | -117.1522 | 1 | rooftop | 3020 | Childrens Way |  |  | San Diego | CA | San Diego County | 92123 | US | San Diego Geographic Information Source - JPA
APCD2010-PTO-000578 | Active | 2010-06-22 | [34H] California Certified Emergency Standby Engine | Scripps Highland M/I Dev LP | Matthew Croft | 10181 Scripps Gateway Ct San Diego, CA | 92131 | F | Emergency standby engine: Caterpillar diesel engine, Model C15, S/N FSE02896, 546 bhp, Tier 3 certified of Engine Family Number ACPXL15.2ESX, turbocharged, aftercooled, driving a 350 KW generator. | 1 | 0 | 0 | 0 | 1 | Diesel | 350 | 546 | 350 | 2021-06-30 | 94.40 | 2022-07-05 | 106.40 | 12 | 4200 | 3.8153 | 32.934 | -117.1084 | 1 | rooftop | 10181 | Scripps Gateway Ct |  |  | San Diego | CA | San Diego County | 92131 | US | Sandoval
APCD2010-PTO-000579 | Active | 2010-06-28 | [34W] Registered Engine (Rule 12) | Double Tree by Hilton Del Mar |  | 11915 El Camino Real San Diego, CA | 92130 | M | Registration of existing Diesel Emergency Standby Engine Cummins, Model: 4BT3.9-G1, S/N: 44581068, 86 hp, Model Year: 1991, Date first operated in San Diego County: 1991 APP2010-CER-000182/SH Jun-2010 | 1 | 0 | 0 | 0 | 1 | Diesel |  | 86 | 64.1302 | 2021-12-06 | 47.00 | 2021-12-06 | 49.30 | 2.3 | 147.4995 | 0.13399 | 32.9357 | -117.2365 | 1 | rooftop | 11915 | El Camino Real |  |  | San Diego | CA | San Diego County | 92130 | US | San Diego Geographic Information Source - JPA
APCD2010-PTO-000580 | Active | 2010-07-02 | [34H] California Certified Emergency Standby Engine | Naval Information Warfare Center Pacific |  | 53560 Hull Street San Diego, CA | 92152 | I | Emergency Engine Generator: Caterpillar Diesel Engine, Model C-15, rated at 619 hp, S/N FSE 00283, Model year 2006, Tier 3 Certified Engine, Engine Family Number 6CPXL15.2ESK, turbocharged, driving a 400 kw electric generator. Functional Group Research, Development, Test, and Evaluation (RDT&E). | 1 | 0 | 0 | 0 | 1 | Diesel | 400 | 619 | 400 | 2022-07-07 | 877.50 | 2022-07-07 | 880.00 | 2.5 | 1000 | 0.90839 | 32.724 | -117.2479 | 0.7 | street_center |  | Hill St |  |  | San Diego | CA | San Diego County | 92107 | US | TIGER/LineÂ® dataset from the US Census Bureau
APCD2010-PTO-000582 | Active | 2010-07-08 | [34H] California Certified Emergency Standby Engine | USMC Base Public Safety SA08 | Air Quality Section | Building 202498 - Main Gate Camp Pendleton, CA | 92055 | A | Internal combustion engine, emergency: make, John Deere, model no. 4045HF285I, serial number PE4045L096299, diesel engine turbocharged and aftercooled. BHP: 158 HP. Engine is certified Tier 3, for family name 9JDXL06.8105. Drives an electrical emergency generator rated at 100 Kw. Bldg. No. 202498 | 1 | 0 | 0 | 0 | 1 | Diesel | 100 | 158 | 100 | [5 empty] | 0 | 0 | 33.3877 | -117.4448 | 0.5 | place |  |  |  |  | Camp Pendleton | CA | San Diego County | 92055 | US | TIGER/LineÂ® dataset from the US Census Bureau
APCD2010-PTO-000590 | Active | 2010-07-19 | [34H] California Certified Emergency Standby Engine | OptumRx | Joseph Labella | 2858 Loker Av E #100 Carlsbad, CA | 92010 | C | Emergency standby engine: John Deere diesel engine, Model 6090HF485, S/N RG6090L036927, rated at 385 bhp, Model year 2008, EPA Tier 3 certified of Engine Family Number 8JDXL09.0102, turbocharged, aftercooled, driving a 250 kW generator. (APCD2010-APP-000692/CCN/Jul 2010) | 1 | 0 | 0 | 0 | 1 | Diesel | 250 | 385 | 250 | 2022-02-09 | 116.90 | 2022-02-09 | 117.40 | 0.5 | 125 | 0.11355 | 33.132 | -117.2507 | 1 | range_interpolation | 2858 | Loker Ave E | Ste | 100 | Carlsbad | CA | San Diego County | 92010 | US | TIGER/LineÂ® dataset from the US Census Bureau
APCD2010-PTO-000591 | Active | 2010-07-19 | [34H] California Certified Emergency Standby Engine | Poway Unified School District | Mike Taratino | Maintenance & Operations Dept,15250 Ave of Science San Diego, CA | 92128 | F | Emergency standby engine: Cummins diesel engine, Model QSL9-G2-NR3, rated at 364 bhp, S/N 73085153, Model year 2010, EPA Tier 3 certified of Engine Family Number ACEXL0540AAB, turbocharged, aftercooled, driving a 271 kW generator. (APCD2010-APP-001068/CCN/Jul 2010) | 1 | 0 | 0 | 0 | 1 | Diesel | 271 | 364 | 271 | 2022-04-01 |  | 2022-04-01 | 58.50 |  | 0 | 0 | 32.7241 | -117.1709 | 1 | place |  |  |  |  | San Diego | CA | San Diego County | 92101 | US | TIGER/LineÂ® dataset from the US Census Bureau
APCD2010-PTO-000592 | Active | 2010-07-19 | [34H] California Certified Emergency Standby Engine | City of SD Water Department | Eric Jimerson | 8888 Sparren Wy San Diego, CA | 92129 | F | Emergency standby engine: MTU Detroit Diesel engine, Model R163A36, S/N 5362004621, rated at 1495 bhp, Model Year 2008, EPA Tier 2 certified of Engine Family Number 8MDDL31.8XRR, turbocharged, intercooled, driving a 1,000 kW generator. | 1 | 0 | 0 | 0 | 1 | Diesel | 1000 | 1495 | 1000 | 2021-07-28 | 83.80 | 2022-07-29 | 93.80 | 10 | 10000 | 9.0839 | 32.9672 | -117.136 | 1 | range_interpolation | 8888 | Sparren Way |  |  | San Diego | CA | San Diego County | 92129 | US | TIGER/LineÂ® dataset from the US Census Bureau
APCD2010-PTO-000594 | Active | 2010-07-20 | [34C] Emergency Standby Engine | Camp Cuyamaca | San Diego County Office of Education | 12561 Highway 79 Descanso, CA | 91916 | D | Emergency standby engine: Caterpillar engine, fueled with LPG, Model 3306, S/N 07Y05601, rated at 220 bhp, equipped with Emission Control, Inc. catalytic converter, Model MCN-13-05F-T2, and Woodward air to fuel ratio controller, driving a 150 kW generator. | 0 | 0 | 0 | 0 | 0 | LPG | 150 | 220 | 150 | [5 empty] | 0 | 0 | 32.9342 | -116.5625 | 1 | range_interpolation | 12561 | Hwy 79 |  |  | Descanso | CA | San Diego County | 91916 | US | TIGER/LineÂ® dataset from the US Census Bureau
APCD2010-PTO-000595 | Active | 2010-07-21 | [34H] California Certified Emergency Standby Engine | US Border Patrol | Maint. Supervisor | 3752 Beyer Blvd San Ysidro, CA | 92173 | O | Emergency standby engine: Cummins diesel engine, Model 6CTAA8.3-G1, S/N 45750608, rated at 317 bhp, Model year 1998, EPA Tier 1 certified of Engine Family Number WCEXL0505ACA, turbocharged, aftercooled, driving a 200 KW generator | 1 | 0 | 0 | 0 | 1 | Diesel | 200 | 317 | 200 | 2021-08-18 | 109.30 | 2021-08-18 | 112.80 | 3.5 | 700 | 0.63588 | 32.5639 | -117.0533 | 1 | rooftop | 3752 | Beyer Blvd |  |  | San Ysidro | CA | San Diego County | 92173 | US | San Diego Geographic Information Source - JPA
APCD2010-PTO-000596 | Active | 2010-07-21 | [34H] California Certified Emergency Standby Engine | Sharp Rees-Stealy Medical Group | Bryan Smith | 10243 Genetic Center Dr San Diego, CA | 92121 | G | Emergency standby engine: Detroit Diesel engine, Model Series 60-6063TK35, S/N 06R0627555, rated at 550 bhp, Model Year 2000, EPA Tier 1 certified of Engine Family Number YDDXL12.7TGD, turbocharged, intercooled, driving a 355 KW generator. | 1 | 0 | 0 | 0 | 1 | Diesel | 355 | 550 | 355 | 2021-12-09 | 223.10 | 2021-12-09 | 231.80 | 8.7 | 3088.5 | 2.8056 | 32.9062 | -117.1805 | 1 | rooftop | 10243 | Genetic Center Dr |  |  | San Diego | CA | San Diego County | 92121 | US | San Diego Geographic Information Source - JPA
APCD2010-PTO-000597 | Active | 2010-07-22 | [34H] California Certified Emergency Standby Engine | Bombardier Transportation | Stacey Coppess | 105 N Cedros Avenue Solana Beach, CA | 92075 | E | Emergency standby engine: John Deere diesel engine, Model 4045HF285H, S/N PE4045L101831, rated at 126 bhp, Model year 2009, EPA Tier 3 certified of engine family number 9JDXL06.8117, turbocharged, aftercooled, driving a 80 KW generator. | 1 | 0 | 0 | 0 | 1 | Diesel | 80 | 126 | 80 | 2022-01-01 | 216.00 | 2022-01-01 | 221.00 | 5 | 400 | 0.36336 | 32.994 | -117.2714 | 1 | rooftop | 105 | N Cedros Ave N |  |  | Solana Beach | CA | San Diego County | 92075 | US | San Diego Geographic Information Source - JPA
APCD2010-PTO-000598 | Active | 2010-07-22 | [34H] California Certified Emergency Standby Engine | CliniComp Intl | Carolina Sanchez | 9655 Towne Centre Dr San Diego, CA | 92122 | H | Emergency standby engine: General Motors engine, fueled with natural gas, Model Vortec 8.1L, S/N 8.1L22606E10, rated at 162 bhp, equipped with a GM three-way catalyst and air to fuel ratio controller, EPA certified for Power Solutions, Inc. of Engine Family APSIB8.10NGP, driving a 100 KW generator. | 0 | 0 | 1 | 0 | 1 | Natural Gas | 100 | 162 | 100 | 2021-08-03 | 77.40 | 2021-08-03 | 82.60 | 5.2 | 520 | 0.37765 | 32.8847 | -117.2074 | 1 | rooftop | 9655 | Towne Centre Dr |  |  | San Diego | CA | San Diego County | 92121 | US | San Diego Geographic Information Source - JPA
APCD2010-PTO-000599 | Active | 2010-07-23 | [34H] California Certified Emergency Standby Engine | UCSD | Valerie Fanning | 9500 Gilman Dr Dept 0089 San Diego, CA | 92093 | I | Emergency Standby Diesel Engine: Caterpillar, Model C9, S/N S9L02887, 398 hp, Tier 3 Certified of Family # ACPXL08.8ESK, Model Year 2010, turbocharged, aftercooled, driving a 250 kW generator and with a retrofitted vertical exhaust stack and flapper valve. | 1 | 0 | 0 | 0 | 1 | Diesel | 250 | 398 | 250 | 2021-06-23 | 138.90 | 2022-07-21 | 149.90 | 11 | 2750 | 2.4981 | 32.8758 | -117.2396 | 0.9 | rooftop | 9500 | Gilman Dr | Dept | 89 | LA Jolla | CA | San Diego County | 92093 | US | San Diego Geographic Information Source - JPA
APCD2010-PTO-000600 | Active | 2010-07-26 | [34H] California Certified Emergency Standby Engine | American Internet Services | Karen Poirer | 9725 Scranton Rd San Diego, Ca | 92121 | G | Emergency Engine Generator: Caterpillar Diesel Engine, Model 3516CDITA, 3622 hp, Model Year 2007, S/N SBK00398, turbocharged and aftercooled, EPA Tier 2 Certified, Family Number 7CPXL78.1T2E driving a 2701 kW generator. | 1 | 0 | 0 | 0 | 1 | Diesel | 701 | 3622 | 701 | 2021-12-14 | 248.40 | 2021-12-14 | 251.70 | 3.3 | 2313.3 | 2.1014 | 32.8973 | -117.2011 | 1 | rooftop | 9725 | Scranton Rd |  |  | San Diego | CA | San Diego County | 92121 | US | San Diego Geographic Information Source - JPA
APCD2010-PTO-000616 | Active | 2010-08-02 | [34H] California Certified Emergency Standby Engine | Scripps Mercy Hospital | Pat Kirkeby M/D MER-22 | 4077 Fifth Av San Diego, CA | 92103 | M | Stationary Emergency Diesel Engine: Mitsubishi S16R-Y2PTAW2-1, S/N: 14962 (site's Engine#1), 2923 hp, Tier 2 certified of Family #8MVXL65.4BBA, model year 2008, turbocharged, aftercooled, equipped with an optional oxidation catalyst, driving an emergency generator. | 1 | 0 | 0 | 0 | 1 | Diesel |  | 2923 | 2179.6811 | 2021-12-31 | 188.40 | 2022-07-29 | 213.40 | 25 | 54492.0275 | 49.5002 | 32.7519 | -117.16 | 1 | rooftop | 4077 | 5th Ave |  |  | San Diego | CA | San Diego County | 92103 | US | San Diego Geographic Information Source - JPA
APCD2010-PTO-000617 | Active | 2010-08-02 | [34H] California Certified Emergency Standby Engine | Scripps Mercy Hospital | Pat Kirkeby M/D MER-22 | 4077 Fifth Av San Diego, CA | 92103 | M | Stationary Emergency Diesel Engine: Mitsubishi S16R-Y2PTAW2-1, S/N: 14949 (site's Engine#2), 2923 hp, Tier 2 certified of Family #8MVXL65.4BBA, model year 2008, turbocharged, aftercooled, equipped with an optional oxidation catalyst, driving an emergency generator. | 1 | 0 | 0 | 0 | 1 | Diesel |  | 2923 | 2179.6811 | 2021-12-31 | 215.60 | 2022-07-29 | 237.10 | 21.5 | 46863.1437 | 42.5701 | 32.7519 | -117.16 | 1 | rooftop | 4077 | 5th Ave |  |  | San Diego | CA | San Diego County | 92103 | US | San Diego Geographic Information Source - JPA
APCD2010-PTO-000620 | Active | 2010-08-10 | [34H] California Certified Emergency Standby Engine | Courtyard San Diego Mission Valley/Hotel Circle | Ociel Rodriguez | 595 S Hotel Circle San Diego, CA | 92108 | M | Emergency Diesel Engine Generator: John Deere model 6068HF285K; serial number PE6068L059050; Tier 3 certified, Engine Family 8JDXL06.8104; 243 bhp rated, turbocharged and charge air cooled, driving a 150 kW generator. | 1 | 0 | 0 | 0 | 1 | Diesel | 150 | 243 | 150 | 2021-07-12 | 376.90 | 2021-07-12 | 379.60 | 2.7 | 405 | 0.3679 | 32.7598 | -117.1683 | 0.9 | rooftop | 595 | Hotel Cir S |  |  | San Diego | CA | San Diego County | 92108 | US | San Diego Geographic Information Source - JPA
APCD2010-PTO-000621 | Active | 2010-08-12 | [34H] California Certified Emergency Standby Engine | San Diego County Water Authority | O&M Manager | 18962 Lake Dr Escondido, CA | 92029 | D | Emergency Engine Generator: Mfr: John Deere, Model 6068HF485, S/N PE6068LO30301, Fuel: Diesel, 315 bhp, Model Year 2007, Turbocharged, Tier 3 Certified, Engine Family Number 7JDXL06.8101, driving a 200 kW generator. | 1 | 0 | 0 | 0 | 1 | Diesel | 200 | 315 | 200 | [5 empty] | 0 | 0 | 33.0749 | -117.1181 | 0.7 | street_center |  | Lake Dr |  |  | Escondido | CA | San Diego County | 92029 | US | TIGER/LineÂ® dataset from the US Census Bureau
APCD2010-PTO-000631 | Active | 2010-08-23 | [34H] California Certified Emergency Standby Engine | Kaiser Foundation Hospitals | Michael English | 5893 Copley Dr San Diego, CA | 92111 | M | Emergency Engine Generator: Cummins Diesel Engine, Model QST30-G5-NR2, rated at 1490 bhp, Model year 2010, S/N 37243104, EPA Tier 2 Certified Engine, Family Number ACEXL030.AAD, turbocharged and aftercooled, driving a 1000 kW generator. | 1 | 0 | 0 | 0 | 1 | Diesel | 1000 | 1490 | 1000 | 2021-12-31 | 311.50 | 2022-03-04 | 334.30 | 22.8 | 22800 | 20.7114 | 32.8437 | -117.1721 | 1 | rooftop | 5893 | Copley Dr |  |  | San Diego | CA | San Diego County | 92111 | US | San Diego Geographic Information Source - JPA
APCD2010-PTO-000636 | Active | 2010-09-03 | [34H] California Certified Emergency Standby Engine | Frontwave Credit Union | General Manager | 1278 Rocky Point Dr Oceanside, CA | 92056 | C | Emergency Engine Generator: Detroit Diesel Engine, Model 6063HV35, 635 BHP, S/N 06R1038264, Model Year 2010, Turbocharged, EPA Tier 3 Certified, Family Number ADDXL14.0VLD, driving a 400 kW generator. | 1 | 0 | 0 | 0 | 1 | Diesel | 400 | 635 | 400 | 2021-12-31 | 88.90 | 2022-07-01 | 98.60 | 9.7 | 3880 | 3.5246 | 33.2163 | -117.2879 | 1 | rooftop | 1278 | Rocky Point Dr |  |  | Oceanside | CA | San Diego County | 92056 | US | San Diego Geographic Information Source - JPA
APCD2010-PTO-000637 | Active | 2010-09-03 | [34H] California Certified Emergency Standby Engine | Wells Fargo | General Manager | 1350 Fashion Valley Rd San Diego, CA | 92108 | M | Stationary Emergency Diesel Engine: John Deere / 6068HF485, S/N: PE6068L095306, 315 hp, Tier 3 certified of Family #9JDXL06.8101, turbocharged, aftercooled, driving an emergency generator. | 1 | 0 | 0 | 0 | 1 | Diesel |  | 315 | 234.8955 | [5 empty] | 0 | 0 | 32.7673 | -117.1716 | 1 | rooftop | 1350 | Fashion Valley Rd |  |  | San Diego | CA | San Diego County | 92108 | US | San Diego Geographic Information Source - JPA
APCD2010-PTO-000640 | Active | 2010-09-09 | [34H] California Certified Emergency Standby Engine | USN NAVCONBRIG Miramar | Comm Officer Facilities Eng | NAVCOMBRIG Miramar San Diego, CA | 92145 | H | Stationary Emergency Diesel Engine: Detroit Diesel S60 / 6063HV35, S/N: 06R1039249, 685 hp, Tier 3 certified, Engine Family #ADDXL14.0VLD, turbocharged, aftercooled, driving an emergency generator. | 1 | 0 | 0 | 0 | 1 | Diesel |  | 685 | 510.8045 | 2022-01-01 | 97.60 | 2022-01-01 | 101.30 | 3.7 | 1889.9767 | 1.7168 | 32.8795 | -117.1612 | 1 | street_center |  | Miramar Rd |  |  | San Diego | CA | San Diego County | 92121 | US | TIGER/LineÂ® dataset from the US Census Bureau
APCD2010-PTO-000641 | Active | 2010-09-14 | [34H] California Certified Emergency Standby Engine | SD City of | Environmental Manager | 2581 Quivera Ct San Diego, CA | 92109 | I | Stationary Emergency Diesel Engine: John Deere model 4024HF285B, S/N: PE4024L033426, 80 hp, Tier 3 certified of Family #AJDXL03.0113, turbocharged, aftercooled, driving a generator to provide emergency electrical power. | 1 | 0 | 0 | 0 | 1 | Diesel |  | 80 | 59.656 | [5 empty] | 0 | 0 | 32.7609 | -117.2409 | 1 | range_interpolation | 2581 | Quivira Ct |  |  | San Diego | CA | San Diego County | 92109 | US | TIGER/LineÂ® dataset from the US Census Bureau
APCD2010-PTO-000648 | Active | 2010-09-15 | [34H] California Certified Emergency Standby Engine | Coronado Shores #7 | Facility Manager | 1780 Avenida del Mundo Coronado, CA | 92118 | O | Stationary emergency engine. Make: Cummins, model no. QSB7-G3, rated BHP is 250 HP. serial number: 73093913. Diesel engine, turbocharged and aftercooled. Certified Tier 3 family name ACEXL0409AAB. Drives an electrical emergency generator rated at 150 kW. | 1 | 0 | 0 | 0 | 1 | Diesel | 150 | 250 | 150 | 2021-06-15 | 176.20 | 2022-07-14 | 191.70 | 15.5 | 2325 | 2.112 | 32.6758 | -117.1739 | 1 | rooftop | 1780 | Avenida Del Mundo |  |  | Coronado | CA | San Diego County | 92118 | US | San Diego Geographic Information Source - JPA
APCD2010-PTO-000652 | Active | 2010-09-16 | [34H] California Certified Emergency Standby Engine | Rohr Inc, a UTC Aerospace Systems Company | Rick Sordia | 850 Lagoon Dr Chula Vista, CA | 91910 | Q | Stationary emergency engine, diesel. Rated BHP: 788 HP. Make: Caterpillar, model C15, engine serial number FSE01268. Engine is turbocharged and aftercooled. Certified, tier 2, engine family name 7CPXL15.2ESL. Fitted with a Caterpillar Diesel oxidation catalyst. Engine drives a generator rated at 500 kW. | 1 | 0 | 0 | 0 | 1 | Diesel | 500 | 788 | 500 | 2021-09-18 | 260.30 | 2021-09-18 | 265.60 | 5.3 | 2650 | 2.4072 | 32.6356 | -117.0997 | 1 | range_interpolation | 850 | Lagoon Dr |  |  | Chula Vista | CA | San Diego County | 91910 | US | TIGER/LineÂ® dataset from the US Census Bureau
APCD2010-PTO-000653 | Active | 2010-09-17 | [34H] California Certified Emergency Standby Engine | USMC Base Military Support | AC/S Environmental Security | Building 16088 Camp Pendleton, CA | 92055 | A | Emergency Engine Generator: John Deere Engine, Model 4045HF285H, rated at 99 hp, Model Year 2009, S/N PE4045LO97530, EPA Tier 3 Certified Engine, Family Number 9JDXL06.8117, turbocharged and aftercooled, driving a 80kw electrical generator. | 0 | 0 | 0 | 0 | 0 | Unknown | 80 | 99 | 80 | [5 empty] | 0 | 0 | 33.3877 | -117.4448 | 0.5 | place |  |  |  |  | Camp Pendleton | CA | San Diego County | 92055 | US | TIGER/LineÂ® dataset from the US Census Bureau
APCD2010-PTO-000654 | Active | 2010-09-17 | [34H] California Certified Emergency Standby Engine | Kindred Hospital San Diego | Environmental Operations | 1940 El Cajon Bl San Diego, CA | 92104 | K | Stationary emergency engine, diesel. Make: Volvo Penta, Model: TAD1641GE, S/N: 2016033833, 757 HP. Tier 2 certified to engine family 8VPXL16.1ACB Equipped with turbocharger and aftercooler. Engine has vertical exhaust and a flapper valve. Drives a generator rated at 505 kW. | 1 | 0 | 0 | 0 | 1 | Diesel | 505 | 757 | 505 | 2021-09-07 | 185.00 | 2022-08-19 | 208.10 | 23.1 | 11665.5 | 10.5969 | 32.7562 | -117.1444 | 1 | rooftop | 1940 | El Cajon Blvd |  |  | San Diego | CA | San Diego County | 92104 | US | San Diego Geographic Information Source - JPA
APCD2010-PTO-000660 | Active | 2010-09-23 | [34H] California Certified Emergency Standby Engine | Sterling City Science North Portfolio, LLC | Maritza Macias | 10398 Pacific Center Court San Diego, CA | 92121 | G | Emergency standby engine: Detroit Diesel engine, Model S60 6063HV35, S/N 06R1037086, rated at 685 bhp, Model year 2010, EPA Tier 3 certified of Engine Family Number ADDXL14.0VLD, turbocharged, aftercooled, driving a 300 KW generator. (APCD2010-APP-000991/CCN/Sept 2010) | 1 | 0 | 0 | 0 | 1 | Diesel | 300 | 685 | 300 | 2021-10-28 | 0.00 | 2021-10-28 | 0.00 | 0 | 0 | 0 | 32.9069 | -117.1895 | 1 | rooftop | 10398 | Pacific Center Ct |  |  | San Diego | CA | San Diego County | 92121 | US | Sandoval
APCD2010-PTO-000661 | Active | 2010-09-24 | [34H] California Certified Emergency Standby Engine | 2131 Faraday, LLC | Elizabeth Lindsay | 2131 Faraday Av Carlsbad, CA | 92008 | C | Emergency standby engine: John Deere diesel engine, Model 6090HF484, s/n RG6090L078098, rated at 422 bhp, Model Year 2010, EPA Tier 3 certified of Engine Family Number AJDXL09.0114, driving a 275 kW generator. (APCD2009-APP-000929/CCN/Sep 2010) | 1 | 0 | 0 | 0 | 1 | Diesel | 275 | 422 | 275 | [5 empty] | 0 | 0 | 33.1337 | -117.2825 | 1 | rooftop | 2131 | Faraday Ave |  |  | Carlsbad | CA | San Diego County | 92008 | US | San Diego Geographic Information Source - JPA
APCD2010-PTO-000662 | Active | 2010-09-24 | [34H] California Certified Emergency Standby Engine | SD CO of Gen Svcs PR0086 | Bldg Maint Supervisor | 5555 Overland Av Bldg 10 San Diego, CA | 92123 | J | Emergency standby engine: Cummins diesel engine, Model QSK60-G6-NR2, rated at 2922 bhp, S/N 33177929, Model Year 2009, EPA Tier 2 certified of Engine Family Number 9CEXL060.AAD, driving a 2,000 kW generator. (APCD2010-APP-000989/CCN/Sep 2010) | 1 | 0 | 0 | 0 | 1 | Diesel | 2000 | 2922 | 2000 | [5 empty] | 0 | 0 | 32.8339 | -117.1306 | 1 | range_interpolation | 5555 | Overland Ave | Bldg | 10 | San Diego | CA | San Diego County | 92123 | US | TIGER/LineÂ® dataset from the US Census Bureau
APCD2010-PTO-000665 | Active | 2010-10-01 | [34H] California Certified Emergency Standby Engine | SD Metro Pumping Station #2 | Brent Bowman | 4077 N Harbor Dr San Diego, CA | 92101 | N | Emergency standby engine: Caterpillar diesel engine, Model C15 DITA, S/N FSE02492, rated at 762 bhp, Model Year 2009, EPA Tier 2 certified of Engine Family Number 9CPXL15.2ELW, turbocharged, aftercooled, driving a 568 KW generator. (APCD2010-APP-000987/CCN/Oct 2010) | 1 | 0 | 0 | 0 | 1 | Diesel | 568 | 762 | 568 | 2021-08-10 | 74.10 | 2021-08-10 | 79.70 | 5.6 | 3180.8 | 2.8894 | 32.7291 | -117.2091 | 1 | range_interpolation | 4077 | N Harbor Dr |  |  | San Diego | CA | San Diego County | 92101 | US | TIGER/LineÂ® dataset from the US Census Bureau
APCD2010-PTO-000667 | Active | 2010-10-13 | [34H] California Certified Emergency Standby Engine | County of San Diego Dept General Services | Ronald Rudd | 14024 Peaceful Valley Ranch Rd Jamul, Ca | 91935 | R | Stationary internal combustion engine. Make: John Deere, model number 4024H285B, serial number PE4024L014457, diesel engine turbocharged and aftercooled. BHP: 80 BHP. Engine is certified Tier 3, for family name 9JDXL03.0113. Drives an electrical emergency generator rated at 60 kW. | 1 | 0 | 0 | 0 | 1 | Diesel | 60 | 80 | 60 | [5 empty] | 0 | 0 | 32.7052 | -116.8687 | 1 | rooftop | 14024 | Peaceful Valley Ranch Rd |  |  | Jamul | CA | San Diego County | 91935 | US | San Diego Geographic Information Source - JPA
APCD2010-PTO-000668 | Active | 2010-10-14 | [34H] California Certified Emergency Standby Engine | Viasat Inc | Joyce Johnson Ramsey | 6161 El Camino Real Carlsbad, CA | 92009 | E | Emergency Engine Generator: Mitsubishi Diesel Engine, ModelS12R-Y2PTAW-1, S/N 13761, rated at 1881 hp, Model 2009, EPA Tier 2 Certified Engine, Family Number 9MVXL49.0BBA, turbocharged and aftercooled, driving a 1280 kw generator. | 1 | 0 | 0 | 0 | 1 | Diesel | 280 | 1881 | 280 | 2022-01-01 | 271.00 | 2022-01-01 | 276.50 | 5.5 | 1540 | 1.3989 | 33.1218 | -117.2669 | 1 | range_interpolation | 6161 | El Camino Real |  |  | Carlsbad | CA | San Diego County | 92009 | US | TIGER/LineÂ® dataset from the US Census Bureau
APCD2010-PTO-000669 | Active | 2010-10-14 | [34H] California Certified Emergency Standby Engine | USMC Base Marine Group Ops | Air Quality Section | Area 62 IIT Site Camp Pendleton, CA | 92055 | A | Emergency Diesel Engine Generator: IVECO/FPT model F2CE9685A; S/N E001-012164; Engine Family AVEXL08.7TR3; 389 bhp rated; turbocharged with charge air cooler; driving a 250 kW generator. ( Building 61718) | 1 | 0 | 0 | 0 | 1 | Diesel | 250 | 389 | 250 | [5 empty] | 0 | 0 | 33.3877 | -117.4448 | 0.5 | place |  |  |  |  | Camp Pendleton | CA | San Diego County | 92055 | US | TIGER/LineÂ® dataset from the US Census Bureau
APCD2010-PTO-000670 | Active | 2010-10-15 | [34H] California Certified Emergency Standby Engine | Otay Water District | Robert Scholl | 14303 Lyons Valley Rd Jamul, CA | 91935 | R | Stationary diesel engine, emergency. Make: John Deere, Model: 6068HF485T, Serial No.: PE6068L079792. BHP: 315 HP, Tier 3 certified of Family #: 9JDXL06.8101, Model Year 2009. Engine equipped with turbocharger and charge air cooler. Drives an electrical generator rated at 180 kW. | 1 | 0 | 0 | 0 | 1 | Diesel | 180 | 92 | 180 | 2022-03-30 | 180.00 | 2022-03-30 | 182.30 | 2.3 | 414 | 0.37607 | 32.7287 | -116.8631 | 1 | rooftop | 14303 | Lyons Valley Rd |  |  | Jamul | CA | San Diego County | 91935 | US | San Diego Geographic Information Source - JPA
APCD2010-PTO-000671 | Active | 2010-10-15 | [34H] California Certified Emergency Standby Engine | Expeditor International |  | 1470 Expostion Way San Diego, CA | 92154 | S | Emergency Standby Diesel Engine: Detroit Diesel, Model 6063HV35, s/n 06R006789, 685 hp, Tier 3, certified of Family Number 8DDXL14.0VLD, Model Year 2008, turbocharged and aftercooled, with a Kohler crankcase filter, driving a 405 kW Kohler generator. | 1 | 0 | 0 | 0 | 1 | Diesel | 405 | 685 | 405 | 2021-07-19 | 69.80 | 2021-07-19 | 75.80 | 6 | 2430 | 2.2074 | 32.7241 | -117.1709 | 0.5 | place |  |  |  |  | San Diego | CA | San Diego County | 92101 | US | TIGER/LineÂ® dataset from the US Census Bureau
APCD2010-PTO-000673 | Active | 2010-10-25 | [34H] California Certified Emergency Standby Engine | USMC Base Military Support | AC/S Environmental Security | Camp Pendleton Camp Pendleton, CA | 92055 | A | Emergency Engine Generator: John Deere Diesel Engine, Model 402HF285, S/N 4024L029700, rated at 80 bhp, Model Year 2010, EPA Tier 3 Certified Engine, Family Number AJDXL03.0113, Turbocharged, driving a 50kw electrical generator. (Building 530406) | 1 | 0 | 0 | 0 | 1 | Diesel | 50 | 80 | 50 | [5 empty] | 0 | 0 | 33.3877 | -117.4448 | 1 | place |  |  |  |  | Camp Pendleton | CA | San Diego County | 92055 | US | TIGER/LineÂ® dataset from the US Census Bureau
APCD2010-PTO-000676 | Active | 2010-11-01 | [34H] California Certified Emergency Standby Engine | USMC Base Public Utilities U40 |  | 24 Area Water Treatment Plant Camp Pendleton, CA | 92055 | A | Emergency standby engine: Cummins diesel engine, Model QSB7-G3-NR3, S/N 73076044, rated at 250 bhp, Model year 2010, EPA Tier 3 certified of Engine Family Number ACEXL0409AAB, turbocharged, aftercooled, driving a 186 KW generator. (APCD2010-APP-001017/CCN/Nov 2010) | 1 | 0 | 0 | 0 | 1 | Diesel | 186 | 250 | 186 | [5 empty] | 0 | 0 | 33.3877 | -117.4448 | 0.5 | place |  |  |  |  | Camp Pendleton | CA | San Diego County | 92055 | US | TIGER/LineÂ® dataset from the US Census Bureau
APCD2010-PTO-000679 | Active | 2010-11-15 | [34H] California Certified Emergency Standby Engine | Surgical Center of San Diego LLC | Monica Crellin | 4910 Directors Pl #100 San Diego, CA | 92121 | G | Emergency Diesel Engine Generator: John Deere Model 6068HF484B; SN RG6090L088313; Tier 3 certified, Engine Family AJDXL09.0114; 385 bhp, turbocharged, charge air cooled, driving a 250 kW generator. | 1 | 0 | 0 | 0 | 1 | Diesel | 250 | 385 | 250 | [5 empty] | 0 | 0 | 32.8949 | -117.2119 | 1 | rooftop | 4910 | Directors Pl | Ste | 100 | San Diego | CA | San Diego County | 92121 | US | San Diego Geographic Information Source - JPA
APCD2010-PTO-000682 | Active | 2010-11-19 | [34C] Emergency Standby Engine | USMC Base Military Support | AC/S Environmental Security | Building 1133 Camp Pendleton, CA | 92055 | A | Emergency Engine: Cummins, Model Ford WSG-1068, 98 BHP, propane fired, Cummins S/N F090009919, Ford Windsor S/N E182-240707-2056212; equipped with a catalytic converter, Clean Emissions Products, Inc., Model IC-7-300 3W. | 0 | 0 | 0 | 1 | 1 | Propane |  | 98 | 73.0786 | [5 empty] | 0 | 0 | 33.3877 | -117.4448 | 0.5 | place |  |  |  |  | Camp Pendleton | CA | San Diego County | 92055 | US | TIGER/LineÂ® dataset from the US Census Bureau
APCD2010-PTO-000683 | Active | 2010-11-22 | [34H] California Certified Emergency Standby Engine | MG-Island LLC | Brook Balkwill | 1155 Island Ave San Diego, CA | 92101 | N | Emergency Engine Generator: Volvo Diesel Engine, Model TWD1643GE, rated at 904 bhp, S/N D16*032843*03*A, Model Year 2008, EPA Tier 3 Certified Engine, Family Number 8VPXL16.1ACW, turbocharged and aftercooled, driving a 600 KW electrical generator. | 1 | 0 | 0 | 0 | 1 | Diesel | 600 | 904 | 600 | 2021-12-17 | 182.80 | 2022-07-19 | 198.80 | 16 | 9600 | 8.7206 | 32.7102 | -117.1542 | 1 | rooftop | 1155 | Island Ave |  |  | San Diego | CA | San Diego County | 92101 | US | San Diego Geographic Information Source - JPA
APCD2010-PTO-000684 | Active | 2010-11-22 | [34H] California Certified Emergency Standby Engine | The Scripps Research Institute |  | 10466 North Torrey Pines Road La Jolla, CA | 92037 | I | Emergency Diesel Engine Generator: Cummins model QSK23-G7 NR2; S/N 00321169; Engine Family ACEXL023.AAB; 1220 bhp rated; turbocharged with charge air cooler; driving a 750 kW generator | 1 | 0 | 0 | 0 | 1 | Diesel | 750 | 220 | 750 | 2022-06-09 | 103.20 | 2022-06-09 | 106.40 | 3.2 | 2400 | 2.1801 | 32.8943 | -117.2422 | 1 | rooftop | 10466 | N Torrey Pines Rd N |  |  | LA Jolla | CA | San Diego County | 92037 | US | San Diego Geographic Information Source - JPA
APCD2010-PTO-000687 | Active | 2010-11-24 | [34H] California Certified Emergency Standby Engine | USMC Base Military Schools | Air Quality Section | Building 520524 Camp Pendleton, CA | 92055 | A | Emergency Engine Generator: John Deere Diesel Engine, Model 4045HF285I, rated at 158 hp, S/N PE 4045L103763, EPA Tier 3 Certified Engine, Family Number 9JDXL06.8117, turbocharged, driving a 100 KW Generator. Bldg. No. 520524 | 1 | 0 | 0 | 0 | 1 | Diesel | 100 | 158 | 100 | [5 empty] | 0 | 0 | 33.3877 | -117.4448 | 0.5 | place |  |  |  |  | Camp Pendleton | CA | San Diego County | 92055 | US | TIGER/LineÂ® dataset from the US Census Bureau
APCD2010-PTO-000690 | Active | 2010-12-07 | [34H] California Certified Emergency Standby Engine | Oncore Manufacturing Services LLC |  | 237 Via Vera Cruz San Marcos, CA | 92078 | E | Emergency Diesel Engine Generator: John Deere model 4045HF285I; serial number PE4045L134991; Engine Family AJDXL06.8117; 158 bhp rated; turbocharged with charge air cooler; driving a 100 kW generator | 1 | 0 | 0 | 0 | 1 | Diesel | 100 | 158 | 100 | [5 empty] | 0 | 0 | 33.14 | -117.1888 | 1 | rooftop | 237 | Via Vera Cruz |  |  | San Marcos | CA | San Diego County | 92078 | US | San Diego Geographic Information Source - JPA
APCD2010-PTO-000698 | Active | 2010-12-09 | [34H] California Certified Emergency Standby Engine | Sweetwater Authority | Tom Justo | 5968 Steeplechase Rd Bonita, CA | 91902 | Q | Emergency Engine Generator: Cummins Diesel Engine, Model QSB7-G3, rated at 250 bhp, S/N 73093886, Model year 2010, EPA Tier 3, Certified Engine, Family Number ACEXL0409AAB, turbocharged and aftercooled, driving a 125 KW generator. | 1 | 0 | 0 | 0 | 1 | Diesel | 125 | 250 | 125 | 2021-10-12 | 139.70 | 2022-09-08 | 160.80 | 21.1 | 2637.5 | 2.3959 | 32.662 | -116.9982 | 1 | rooftop | 5968 | Steeplechase Rd |  |  | Bonita | CA | San Diego County | 91902 | US | San Diego Geographic Information Source - JPA
APCD2010-PTO-000700 | Active | 2010-12-09 | [34H] California Certified Emergency Standby Engine | California State University San Marcos | Regina Frasca | 333 S Twin Oaks Valley Rd San Marcos, CA | 92078 | E | Emergency standby engine: Detroit Diesel engine, Model 12V2000 G45 R123-8A37, S/N 5352010077, rated at 1046 bhp, Model year 2009, EPA Tier 2 certified of Engine Family Number 9MDDL35.8GRR, turbocharged, aftercooled, driving a 700 kW generator. (APCD2010-APP-001010/CCN/Dec 2010) | 1 | 0 | 0 | 0 | 1 | Diesel | 700 | 1046 | 700 | [5 empty] | 0 | 0 | 33.1267 | -117.1551 | 1 | rooftop | 333 | S Twin Oaks Valley Rd S |  |  | San Marcos | CA | San Diego County | 92078 | US | San Diego Geographic Information Source - JPA
APCD2010-PTO-000703 | Active | 2010-12-09 | [34H] California Certified Emergency Standby Engine | Apple Inc | Kate Phin | 16620 West Bernardo Drive San Diego, CA | 92127 | F | Emergency standby engine: Mitsubishi diesel engine, Model S12H-Y2TPAW-1, S/N 32686, rated at 1528 bhp, Model Year 2010, EPA Tier 2 certified of Engine Family Number AMVXL37.1BBA, driving a 1020 KW generator. (APCD2010-APP-001178/CCN/Dec 2010) | 1 | 0 | 0 | 0 | 1 | Diesel | 20 | 1528 | 20 | [5 empty] | 0 | 0 | 33.0092 | -117.0902 | 0.9 | range_interpolation | 16620 | W Bernardo Dr |  |  | San Diego | CA | San Diego County | 92127 | US | TIGER/LineÂ® dataset from the US Census Bureau
APCD2010-PTO-000705 | Active | 2010-12-13 | [34C] Emergency Standby Engine | Riverside County PSEC |  | 2683 Doville Ranch Rd Fallbrook, CA | 92028 | A | Emergency Propane Engine Generator: Generac Model WSG-1068 (same as Ford Model WSG-1068 engine); Serial Number E172A 190110 0190249; Engine Family AGNXB06.82L6; 85.6 bhp rated; equipped with a Generac air/fuel ratio controller and 3-way catalyst; rich-burn; driving a 50 kW generator. | 0 | 0 | 0 | 1 | 1 | Propane | 50 | 856 | 50 | [5 empty] | 0 | 0 | 33.4504 | -117.2636 | 1 | range_interpolation | 2683 | Doville Ranch Rd |  |  | Fallbrook | CA | San Diego County | 92028 | US | TIGER/LineÂ® dataset from the US Census Bureau
APCD2010-PTO-000706 | Active | 2010-12-15 | [34H] California Certified Emergency Standby Engine | Palomar College | CCC SAT | 1140 W Mission Rd San Marcos, CA | 92069 | B | Emergency Engine Generator: Volvo Penta Diesel Engine, Model TAD1641GE, rated at 757 hp, Model Year 2006, EPA Tier 2, Engine Family Number 6VPXL16.1ACB, S/N D16009812C2A, turbocharged, driving a 505 kW generator | 1 | 0 | 0 | 0 | 1 | Diesel | 505 | 757 | 505 | 2022-03-01 | 342.80 | 2022-03-01 | 343.30 | 0.5 | 252.5 | 0.22937 | 33.1524 | -117.1788 | 1 | rooftop | 1140 | W Mission Rd W |  |  | San Marcos | CA | San Diego County | 92069 | US | San Diego Geographic Information Source - JPA
APCD2011-PTO-000714 | Active | 2011-01-03 | [34C] Emergency Standby Engine | County of San Diego Sheriff Station | Ronald Rudd | Mt Woodson Rd Ramona, Ca | 92065 | F | Emergency Propane Engine Generator: Ford/Cummins model WSG-1068; serial number I100158384; Engine Family ACEXB06.8GDA; 164 bhp rated; equipped with air/fuel ratio controller and 3-way catalyst # 0623223; rich-burn; driving a 85 kW generator | 0 | 0 | 0 | 1 | 1 | Propane | 85 | 164 | 85 | 2021-11-24 | 387.10 | 2021-11-24 | 446.30 | 59.2 | 5032 | 4.1459 | 33.0045 | -116.9585 | 1 | street_center |  | Mt Woodson Rd |  |  | Ramona | CA | San Diego County | 92065 | US | TIGER/LineÂ® dataset from the US Census Bureau
APCD2011-PTO-000716 | Active | 2011-01-04 | [34C] Emergency Standby Engine | CORONADO SHORES CONDOMINIUM ASSN #5 |  | 1830 AVENIDA DEL MUNDO CORONADO, CA | 92118 | O | Emergency Engine: Cummins, Model GM-8.1L Vortec, 192.5 BHP, natural gas fired, S/N 8P1L21131, Engine Family No. 9CEXB08.1GDA; equipped with a Cummins catalytic converter and an air/fuel ratio controller. | 0 | 0 | 1 | 0 | 1 | Natural Gas |  | 1925 | 1435.4725 | 2021-07-08 | 222.40 | 2022-07-20 | 243.50 | 21.1 | 30288.4698 | 21.9972 | 32.6748 | -117.1724 | 1 | rooftop | 1830 | Avenida Del Mundo |  |  | Coronado | CA | San Diego County | 92118 | US | San Diego Geographic Information Source - JPA
APCD2011-PTO-000717 | Active | 2011-01-04 | [34H] California Certified Emergency Standby Engine | Park One Owners Association, |  | A Non-profit Corporation,3415 Park Blvd San Diego, CA | 92103 | M | Emergency Engine: Cummins, Model QSL9-G3 NR3, 399 BHP, diesel fired, turbocharged, aftercooled, S/N 46763437, Tier 3, Engine Family No. 7CEXL0540AAB. | 1 | 0 | 0 | 0 | 1 | Diesel |  | 399 | 297.5343 | 2021-09-16 | 113.10 | 2021-09-16 | 118.60 | 5.5 | 1636.4387 | 1.4865 | 32.7188 | -117.1429 | 1 | street_center |  | A St |  |  | San Diego | CA | San Diego County | 92102 | US | TIGER/LineÂ® dataset from the US Census Bureau
APCD2011-PTO-000718 | Active | 2011-01-05 | [34H] California Certified Emergency Standby Engine | North County Transit District | Carl Packer | 305 Via Del Norte Oceanside, Ca | 92058 | A | Emergency Engine: MTU Detroit Diesel, Model 12V 2000G45TB, 1046 BHP, diesel fired, turbocharged, aftercooled, S/N 5352010109, Tier 2, Engine Family No. AMDDL35.8GRR. | 1 | 0 | 0 | 0 | 1 | Diesel |  | 1046 | 780.0022 | 2021-10-01 | 71.60 | 2021-12-31 | 71.60 | 0 | 0 | 0 | 33.2125 | -117.3525 | 1 | range_interpolation | 305 | Via Del Norte |  |  | Oceanside | CA | San Diego County | 92058 | US | TIGER/LineÂ® dataset from the US Census Bureau
APCD2011-PTO-000719 | Active | 2011-01-05 | [34H] California Certified Emergency Standby Engine | City of Poway | Tony Bowers | 14415 Lake Poway Rd Poway, CA | 92064 | F | Emergency Engine: Caterpillar, Model C4.4, 156 BHP, diesel fired, turbocharged, aftercooled. S/N E5M01493, Tier 3, Engine Family No. 9PKXL04.4NJI. | 1 | 0 | 0 | 0 | 1 | Diesel |  | 156 | 116.3292 | 2021-06-01 | 70.40 | 2022-05-31 | 79.50 | 9.1 | 1058.5957 | 0.96162 | 33.0069 | -117.0194 | 1 | rooftop | 14415 | Lake Poway Rd |  |  | Poway | CA | San Diego County | 92064 | US | San Diego Geographic Information Source - JPA
APCD2011-PTO-000721 | Active | 2011-01-06 | [34H] California Certified Emergency Standby Engine | BMR-10835 Road to The Cure LLC | Evan Aguayo | 10835 Road to The Cure San Diego, CA | 92121 | G | Emergency Diesel Engine Generator: John Deere; model 4045HF285J; serial number PE4045L135762;Tier 3, Engine Family AJDXL06.8117; 126 bhp rated; turbocharged with charge air cooler; driving an 80 kW generator | 1 | 0 | 0 | 0 | 1 | Diesel | 80 | 126 | 80 | 2021-10-27 | 120.10 | 2021-10-27 | 123.10 | 3 | 240 | 0.21801 | 32.9022 | -117.2364 | 1 | rooftop | 10835 | Road To The Cure |  |  | San Diego | CA | San Diego County | 92121 | US | San Diego Geographic Information Source - JPA
APCD2011-PTO-000727 | Active | 2011-01-10 | [34H] California Certified Emergency Standby Engine | Commander Navy Region SW | Marvin Johnson | Naval Air Station North Island Coronado, CA | 92155 | O | Emergency standby engine: John Deere diesel engine, Model 5030HF285, S/N PE5030L036393, rated at 97 bhp, Model Year 2010, EPA Tier 3 certified of Engine Family Number AJDXL03.0113, driving a 60 kW generator. (APCD2010-APP-001206/CCN/1-2011) | 1 | 0 | 0 | 0 | 1 | Diesel | 60 | 97 | 60 | 2021-08-27 | 45.00 | 2022-07-07 | 49.80 | 4.8 | 288 | 0.26162 | 32.6992 | -117.2096 | 1 | place |  |  |  |  | Coronado | CA | San Diego County | 92118 | US | TIGER/LineÂ® dataset from the US Census Bureau
APCD2011-PTO-000732 | Active | 2011-01-18 | [34H] California Certified Emergency Standby Engine | GenMark DX | Joe Wallake | 5964 La Place Ct #100 Carlsbad, Ca | 92008 | C | Emergency standby engine: John Deere diesel engine, Model 4045HF285, S/N PE4045L117254, rated at 158 bhp, Model Year 2010, EPA Tier 3 certified of Engine Family Number AJDXL06.8117, driving a 100 KW generator. (APCD2010-APP-001187/CCN/Jan 2011) | 1 | 0 | 0 | 0 | 1 | Diesel | 100 | 158 | 100 | 2022-01-01 | 103.80 | 2022-01-01 | 117.90 | 14.1 | 1410 | 1.2808 | 33.1326 | -117.2721 | 1 | range_interpolation | 5964 | LA Place Ct | Ste | 100 | Carlsbad | CA | San Diego County | 92008 | US | TIGER/LineÂ® dataset from the US Census Bureau
APCD2011-PTO-000734 | Active | 2011-01-24 | [34H] California Certified Emergency Standby Engine | City of San Diego-Public Utilities Department PUD WW Collection | Jess Miranda | 11711 Avenida Sivrita SPS 74 San Diego, CA | 92128 | F | Emergency Standby Engine: John Deere, Model: 4024HF285, s/n: PE4024L023382, 80 hp, Tier 3 Certified, Family Number 9JDXL03.0113, Model Year 2009, turbocharge, driving a 50 kW Kohler generator. | 0 | 0 | 0 | 0 | 0 | Unknown | 50 | 80 | 50 | 2021-05-20 | 88.70 | 2022-05-18 | 99.40 | 10.7 | 535 | 0 | 32.9978 | -117.0805 | 0.9 | nearest_rooftop_match | 11710 | Avenida Sivrita |  |  | San Diego | CA | San Diego County | 92128 | US | San Diego Geographic Information Source - JPA
APCD2011-PTO-000737 | Active | 2011-01-26 | [34H] California Certified Emergency Standby Engine | USMC Recruit Depot | Jesselton Gregorio | Barnett Av & Pacific Hy San Diego, CA | 92140 | M | Stationary Emergency Diesel Engine: John Deere / 5030HF285G, S/N: PE5030L028387, 97 hp, Tier 3 certified of Family #AJDXL03.0113, turbocharged, aftercooled, driving an emergency generator. | 1 | 0 | 0 | 0 | 1 | Diesel |  | 97 | 72.3329 | [5 empty] | 0 | 0 | 33.0263 | -117.2512 | 0.8 | intersection |  | Brand Crst |  |  | Encinitas | CA | San Diego County | 92024 | US | TIGER/LineÂ® dataset from the US Census Bureau
APCD2011-PTO-000738 | Active | 2011-01-27 | [34H] California Certified Emergency Standby Engine | INS/Border Patrol Headquarters | Ann Vasquez | 2411 Boswell Rd Chula Vista, CA | 91914 | Q | Emergency Engine: Caterpillar, Model C27, 1214 BHP, diesel fired, turbocharged, aftercooled, S/N MJE00597, Tier 2, Engine Family No. 7CPXL27.0ESL. Driving an emergency generator. | 1 | 0 | 0 | 0 | 1 | Diesel |  | 1214 | 905.2798 | [5 empty] | 0 | 0 | 32.656 | -116.9609 | 1 | rooftop | 2411 | Boswell Rd |  |  | Chula Vista | CA | San Diego County | 91914 | US | San Diego Geographic Information Source - JPA
APCD2011-PTO-000740 | Active | 2011-01-28 | [34H] California Certified Emergency Standby Engine | CA State University San Marcos | Director RM&S | 333 S Twin Oaks Valley Rd San Marcos, CA | 92078 | E | Emergency Diesel Engine Generator: John Deere; model 6090HF484B; S/N RG6090L083955; Engine Family AJDXL09.0114; Tier 3 certified; 385 bhp rated; turbocharged with charge air cooler; driving a 250 kW generator | 1 | 0 | 0 | 0 | 1 | Diesel | 250 | 385 | 250 | [5 empty] | 0 | 0 | 33.1267 | -117.1551 | 1 | rooftop | 333 | S Twin Oaks Valley Rd S |  |  | San Marcos | CA | San Diego County | 92078 | US | San Diego Geographic Information Source - JPA
APCD2011-PTO-000741 | Active | 2011-01-31 | [34H] California Certified Emergency Standby Engine | USN Amphibious Base Coronado | Matt Drake | Silver Strand Blvd, Bldg 506 Coronado, CA | 92155 | O | Stationary Emergency Diesel Engine: John Deere / 5030HF285G, S/N: PE5030L034610, 97 hp, Tier 3 certified of Family #AJDXL03.0113, turbocharged, aftercooled, driving an emergency generator. | 1 | 0 | 0 | 0 | 1 | Diesel |  | 97 | 72.3329 | 2021-12-01 | 267.80 | 2021-12-01 | 283.10 | 15.3 | 1106.6934 | 1.0053 | 32.6596 | -117.1554 | 1 | street_center |  | Silver Strand Blvd |  |  | Coronado | CA | San Diego County | 92118 | US | TIGER/LineÂ® dataset from the US Census Bureau
APCD2011-PTO-000747 | Active | 2011-02-03 | [34H] California Certified Emergency Standby Engine | Millennium Laboratories | Tim Scott | 16981 Via Tazon San Diego, CA | 92127 | F | Emergency Engine Generator: Cummins diesel engine, Model QSX15-G9, S/N 79420707, rated at 755 hp, Model year 2010, EPA Tier 2 Certified, turbocharged and aftercooled, Engine Family Number: ACEXL015.AAJ, Engine driving a 500kw. | 1 | 0 | 0 | 0 | 1 | Diesel | 500 | 755 | 500 | 2022-01-18 | 154.30 | 2022-01-18 | 154.80 | 0.5 | 250 | 0.2271 | 33.0229 | -117.0846 | 1 | rooftop | 16981 | Via Tazon |  |  | San Diego | CA | San Diego County | 92127 | US | San Diego Geographic Information Source - JPA
APCD2011-PTO-000748 | Active | 2011-02-07 | [34C] Emergency Standby Engine | MCAS Miramar NSWC | Ryan Trotter | MCAS Miramar TACTS Bldg 8745 San Diego, CA | 92145 | H | Emergency Engine Generator: General Motors LPG Engine, Model Vortec 8.1L, S/N 8.1L22517C10, 164 hp, Model year 2010, Family APSIB8.10NGP, equipped with a GM catalytic converter, Model GM 66574, drives a 100kw generator. | 0 | 0 | 0 | 0 | 0 | LPG | 100 | 164 | 100 | 2022-01-01 | 239.60 | 2022-01-01 | 242.30 | 2.7 | 270 | 0.26803 | 32.7241 | -117.1709 | 1 | place |  |  |  |  | San Diego | CA | San Diego County | 92101 | US | TIGER/LineÂ® dataset from the US Census Bureau
APCD2011-PTO-000757 | Active | 2011-02-17 | [34H] California Certified Emergency Standby Engine | City of Vista Fire |  | 651 E Vista Wy Vista, CA | 92084 | B | Emergency Engine: John Deere, Model 6090HF485, 346 BHP, diesel fired, turbocharged, aftercooled, S/N RG6090L049519, Model Year 2008, Engine Family No. 8JDXL09.0102. | 1 | 0 | 0 | 0 | 1 | Diesel |  | 346 | 258.0122 | 2022-02-09 | 152.30 | 2022-02-09 | 153.30 | 1 | 258.0122 | 0.23438 | 33.2065 | -117.236 | 1 | rooftop | 651 | E Vista Way |  |  | Vista | CA | San Diego County | 92084 | US | San Diego Geographic Information Source - JPA
APCD2011-PTO-000759 | Active | 2011-02-17 | [34H] California Certified Emergency Standby Engine | City of Vista Fire |  | 2009 S Melrose Dr Vista, CA | 92081 | B | Emergency Engine: John Deere, Model 6090HF485, 346 BHP, diesel fired, turbocharged, aftercooled, S/N RG6090L049712, Model Year 2008, Engine Family No. 8JDXL09.0102. | 1 | 0 | 0 | 0 | 1 | Diesel |  | 346 | 258.0122 | 2022-02-08 | 143.60 | 2022-02-08 | 144.50 | 0.9 | 232.211 | 0.21094 | 33.161 | -117.242 | 1 | range_interpolation | 2009 | S Melrose Dr |  |  | Vista | CA | San Diego County | 92081 | US | TIGER/LineÂ® dataset from the US Census Bureau
APCD2011-PTO-000760 | Active | 2011-02-22 | [34H] California Certified Emergency Standby Engine | San Diego, County of | Charles Marchesano | 341 Heald Ln,Fallbrook Community Center Fallbrook, CA | 92028 | A | Emergency Engine: John Deere, Model 4045TF270, 99 BHP, diesel fired, turbocharged, aftercooled, S/N PE4045T654494, Model Year 2007, Engine Family No. 7JDXL04.5057. | 1 | 0 | 0 | 0 | 1 | Diesel |  | 99 | 73.8243 | 2021-06-16 | 101.30 | 2021-06-16 | 101.30 | 0 | 0 | 0 | 33.3774 | -117.2365 | 1 | rooftop | 341 | Heald Ln |  |  | Fallbrook | CA | San Diego County | 92028 | US | Sandoval
APCD2011-PTO-000761 | Active | 2011-02-22 | [34H] California Certified Emergency Standby Engine | SDG&E | Area Manager | 735 33rd St San Diego, CA | 92102 | S | Stationary Emergency Diesel Engine: John Deere / 6068HF485T, S/N: PE6068L146136, 315 hp, Tier 3 certified of Family #AJDXL06.8115, turbocharged, aftercooled, driving an emergency generator. | 1 | 0 | 0 | 0 | 1 | Diesel |  | 315 | 234.8955 | 2021-08-18 | 137.20 | 2021-08-18 | 143.90 | 6.7 | 1573.7999 | 1.4296 | 32.7132 | -117.1205 | 1 | rooftop | 735 | 33rd St |  |  | San Diego | CA | San Diego County | 92102 | US | San Diego Geographic Information Source - JPA
APCD2011-PTO-000763 | Active | 2011-02-23 | [34W] Registered Engine (Rule 12) | Borrego Water District - Wilcox Well | Jerry Rolwing | 3700 Borrego Springs Rd Borrego Springs, CA | 92004 | D | Registration of Existing Diesel Standby Engine Cummins, Model: B3.9-C, S/N: 45843437, 130hp, EPA Engine Family: XCEXL0239ACA. Date first Operated in San Diego County: 10/27/2000. Original App# APCD2011-CER-000244 | 1 | 0 | 0 | 0 | 1 | Diesel |  | 130 | 96.941 | 2021-05-07 | 7773.30 | 2022-04-22 | 7780.60 | 7.3 | 707.6693 | 0.64284 | 33.2137 | -116.3691 | 1 | range_interpolation | 3700 | Borrego Springs Rd |  |  | Borrego Springs | CA | San Diego County | 92004 | US | TIGER/LineÂ® dataset from the US Census Bureau
APCD2011-PTO-000765 | Active | 2011-02-24 | [34H] California Certified Emergency Standby Engine | Valley Center Municipal Water District | Bill Morris | 30347 Circle R Ln Valley Center, CA | 92082 | B | Emergency Diesel Engine Generator: John Deere model 6068HF285; serial number PE6068L123660; Engine Family AJDXL06.8104; tier 3 certified; 197 bhp rated; turbocharged with charge air cooler; driving a 125 kW generator | 1 | 0 | 0 | 0 | 1 | Diesel | 125 | 197 | 125 | 2022-05-05 | 86.70 | 2022-05-05 | 87.70 | 1 | 125 | 0.11355 | 33.2611 | -117.1205 | 1 | rooftop | 30347 | Circle R Ln |  |  | Valley Center | CA | San Diego County | 92082 | US | Sandoval
APCD2011-PTO-000768 | Active | 2011-02-25 | [34W] Registered Engine (Rule 12) | City of San Diego Collections Div | Chris Sandoval | 8353 Miramar Pl San Diego, CA | 92121 | G | Registration of Existing Diesel Standby Engine 2000 Mitsubishi, Model: 20A01326-S, S/N: 2055970, 402 hp, date first operated in San Diego County: 5/5/2000 Original App# APCD2011-CER-000254 | 1 | 0 | 0 | 0 | 1 | Diesel |  | 402 | 299.7714 | 2021-12-02 | 45.40 | 2021-12-02 | 49.50 | 4.1 | 1229.0627 | 1.1165 | 32.879 | -117.1778 | 1 | rooftop | 8353 | Miramar Pl |  |  | San Diego | CA | San Diego County | 92121 | US | San Diego Geographic Information Source - JPA
APCD2011-PTO-000770 | Active | 2011-03-01 | [34H] California Certified Emergency Standby Engine | SD Co Regional Airport Authority | Environmental Affairs Dept | 3225 N Harbor Dr San Diego, CA | 92101 | N | Emergency Engine: Isuzu, Model BB-4JGIT, S/N 318614, 55.3 BHP, diesel fired, turbocharged, Engine Code 4JG1TABGB-01, Engine Family No. 6SZXL03.1GTB. | 1 | 0 | 0 | 0 | 1 | Diesel |  | 55.3 | 41.2372 | 2021-07-09 | 209.80 | 2022-04-28 | 219.40 | 9.6 | 395.8772 | 0.35961 | 32.7293 | -117.1909 | 1 | range_interpolation | 3225 | N Harbor Dr |  |  | San Diego | CA | San Diego County | 92101 | US | TIGER/LineÂ® dataset from the US Census Bureau
APCD2011-PTO-000771 | Active | 2011-03-01 | [34H] California Certified Emergency Standby Engine | SD Co Regional Airport Authority | Environmental Affairs Dept | 3225 N Harbor Dr San Diego, CA | 92101 | N | Emergency Engine: Isuzu, Model BB-4JGIT, S/N 319010, 55.3 BHP, diesel fired, turbocharged, Engine Code 4JG1TABGB-01, Engine Family No. 6SZXL03.1GTB. | 1 | 0 | 0 | 0 | 1 | Diesel |  | 55.3 | 41.2372 | 2022-04-28 | 160.00 | 2022-04-28 | 161.50 | 1.5 | 61.8558 | 0.056189 | 32.7293 | -117.1909 | 1 | range_interpolation | 3225 | N Harbor Dr |  |  | San Diego | CA | San Diego County | 92101 | US | TIGER/LineÂ® dataset from the US Census Bureau
APCD2011-PTO-000773 | Active | 2011-03-02 | [34W] Registered Engine (Rule 12) | Hotel Del Coronado | Ray Stagg | 1500 Orange Ave Coronado, CA | 92118 | O | Registration of existing Diesel Standby Engine/Fire Pump 1985 Caterpillar, Model: PL4925-87, S/N: 90N69564, 121 hp, Date First Operated In San Diego County: 1985 Original App# APCD2011-CER-000255 | 1 | 0 | 0 | 0 | 1 | Diesel |  | 121 | 90.2297 | 2021-05-26 | 638.80 | 2022-08-11 | 674.20 | 35.4 | 3194.1314 | 2.9015 | 32.6812 | -117.1781 | 1 | rooftop | 1500 | Orange Ave |  |  | Coronado | CA | San Diego County | 92118 | US | San Diego Geographic Information Source - JPA
APCD2011-PTO-000776 | Active | 2011-03-03 | [34H] California Certified Emergency Standby Engine | Ostendo Technologies Inc | Chuck El-Ghorovry | 6231 Yarrow Dr #A Carlsbad, CA | 92009 | E | Emergency Diesel Engine Generator: John Deere; model 4045HF285K; serial number PE4045L139227; Engine Family AJDXL06.8104; tier 3 certified; 197 bhp rated; turbocharged with charge air cooler; driving a 125 kW generator | 1 | 0 | 0 | 0 | 1 | Diesel | 125 | 197 | 125 | 2022-01-01 | 160.50 | 2022-01-01 | 162.30 | 1.8 | 225 | 0.20439 | 33.1212 | -117.2746 | 1 | rooftop | 6231 | Yarrow Dr | Ste | A | Carlsbad | CA | San Diego County | 92011 | US | San Diego Geographic Information Source - JPA
APCD2011-PTO-000784 | Active | 2011-03-11 | [34H] California Certified Emergency Standby Engine | Pacific Bell | Plant Manager | 7337 Trade St San Diego, CA | 92121 | G | Emergency standby engine: Caterpillar diesel engine, Model 3516 C, rated at 3634 bhp, S/N SBK00783, Model year 2009, EPA Tier 2 certified of Engine Family Number 9CPXL78.1T2E, turbocharged, aftercooled, with vertical exhaust flow, driving a 2710 KW generator. (APCD2008-APP-987455/CCN/March 2011) | 1 | 0 | 0 | 0 | 1 | Diesel | 710 | 3634 | 710 | 2021-09-13 | 341.00 | 2021-09-13 | 350.05 | 9.05 | 6425.5 | 5.8369 | 32.8881 | -117.1645 | 1 | rooftop | 7337 | Trade St |  |  | San Diego | CA | San Diego County | 92121 | US | San Diego Geographic Information Source - JPA
APCD2011-PTO-000785 | Active | 2011-03-11 | [34H] California Certified Emergency Standby Engine | Pacific Bell | Plant Manager | 7337 Trade St San Diego, CA | 92121 | G | Emergency standby engine: Caterpillar diesel engine, Model 3516 C, rated at 3634 bhp, S/N SBK00807, Model year 2009, EPA Tier 2 certified of Engine Family Number 9CPXL78.1T2E, turbocharged, aftercooled, with vertical exhaust flow, driving a 2710 kW generator. (APCD2008-APP-987456/CCN/March 2011) | 1 | 0 | 0 | 0 | 1 | Diesel | 710 | 3634 | 710 | 2021-09-13 | 338.85 | 2021-09-13 | 348.35 | 9.5 | 6745 | 6.1271 | 32.8881 | -117.1645 | 1 | rooftop | 7337 | Trade St |  |  | San Diego | CA | San Diego County | 92121 | US | San Diego Geographic Information Source - JPA
APCD2011-PTO-000786 | Active | 2011-03-11 | [34H] California Certified Emergency Standby Engine | Pacific Bell | Plant Manager | 7337 Trade St San Diego, CA | 92121 | G | Emergency standby engine: Caterpillar diesel engine, Model 3516 C, rated at 3634 bhp, S/N SBK00806, Model year 2009, EPA Tier 2 certified of Engine Family Number 9CPXL78.1T2E, turbocharged, aftercooled, with vertical exhaust flow, driving a 2710 kW generator. (APCD2008-APP-987457/CCN/March 2011) | 1 | 0 | 0 | 0 | 1 | Diesel | 710 | 3634 | 710 | 2021-09-13 | 337.90 | 2021-09-13 | 348.15 | 10.25 | 7277.5 | 6.6108 | 32.8881 | -117.1645 | 1 | rooftop | 7337 | Trade St |  |  | San Diego | CA | San Diego County | 92121 | US | San Diego Geographic Information Source - JPA
APCD2011-PTO-000788 | Active | 2011-03-14 | [34H] California Certified Emergency Standby Engine | Valley Center Municipal Water District | Bill Morris | 12487 Sierra Rojo Rd Valley Center, CA | 92082 | B | Emergency Diesel Engine Generator: John Deere model 6090HF484; serial number RG6090L083318; Engine Family AJDXL09.0114; tier 3 certified; 385 bhp rated; turbocharged with charge air cooler; driving a 250 kW generator | 1 | 0 | 0 | 0 | 1 | Diesel | 250 | 385 | 250 | 2022-05-05 | 266.00 | 2022-05-05 | 273.10 | 7.1 | 1775 | 1.6124 | 33.2405 | -117.0609 | 1 | rooftop | 12487 | Sierra Rojo Rd |  |  | Valley Center | CA | San Diego County | 92082 | US | San Diego Geographic Information Source - JPA
APCD2011-PTO-000795 | Active | 2011-03-21 | [34H] California Certified Emergency Standby Engine | Helen Woodward Animal Center | Renee Simmons | 6523 Helen Woodward Way, Ste 200 Rancho Santa Fe, CA | 92067 | E | Emergency standby engine: Detroit Diesel engine, Model: 60.14L, S/N 06R1033545, rated at 685 bhp, Model Year 2009, EPA Tier 3 certified of Engine Family Number 9DDXL14.0VLD, driving a 300 KW generator. (APCD2010-APP-001307/CCN/March 2011) | 1 | 0 | 0 | 0 | 1 | Diesel | 300 | 685 | 300 | 2022-01-01 | 92.80 | 2022-01-01 | 92.80 | 0 | 0 | 0 | 32.9959 | -117.1954 | 0.9 | nearest_rooftop_match | 6525 | Helen Woodward Way | Ste | 200 | Rancho Santa Fe | CA | San Diego County | 92067 | US | San Diego Geographic Information Source - JPA
APCD2011-PTO-000796 | Active | 2011-03-21 | [34H] California Certified Emergency Standby Engine | Scripps Memorial Hospital | Property Manager | 9850 Genesee Av San Diego, CA | 92037 | I | Emergency diesel engine: Cummins fire pump engine, Model CPF7E-F20, based on Cummins Model QSB6.7, S/N 73144835, rated at 189 bhp, Model Year 2010, EPA Tier 3 certified of Engine Family Number ACEXL0409AAB, driving a 750 gpm fire pump. (APCD2010-APP-001212/CCN/March 2011) | 1 | 0 | 0 | 0 | 1 | Diesel |  | 189 | 140.9373 | 2021-08-06 | 236.80 | 2021-08-06 | 252.60 | 15.8 | 2226.8093 | 2.0228 | 32.8852 | -117.2251 | 0.9 | rooftop | 9850 | Genesee Ave |  |  | LA Jolla | CA | San Diego County | 92037 | US | San Diego Geographic Information Source - JPA
APCD2011-PTO-000797 | Active | 2011-03-22 | [34H] California Certified Emergency Standby Engine | Carinet Inc | Mike Robert | 8939 Complex Dr San Diego, CA | 92123 | J | Emergency standby diesel engine: Cummins, Model: QSK50-G4 NR2 serial no. 33177758, 2220 HP, Tier #2 certified of family #: 9CEXL050.AAD, model year 2009, turbocharged, aftercooled, driving a 1500 kw generator. | 1 | 0 | 0 | 0 | 1 | Diesel | 500 | 2220 | 500 | 2022-01-01 | 0.00 | 2022-01-01 | 0.00 | 0 | 0 | 0 | 32.83 | -117.1343 | 1 | rooftop | 8939 | Complex Dr |  |  | San Diego | CA | San Diego County | 92123 | US | San Diego Geographic Information Source - JPA
APCD2011-PTO-000799 | Active | 2011-03-22 | [34H] California Certified Emergency Standby Engine | Veterans Medical Research Foundation | Dave Baxter | 3350 La Jolla Village Dr San Diego, CA | 92161 | H | Emergency standby engine: John Deere diesel engine, Model 3029TF150, S/N PE3029T256289, rated at 64 bhp, Model Year 2003, EPA Tier 1 certified of Engine Family Number 3JDXL02.9018, turbocharged, driving a 40 KW generator. (APCD2010-APP-001225/CCN/March 2011) | 1 | 0 | 0 | 0 | 1 | Diesel | 40 | 64 | 40 | [5 empty] | 0 | 0 | 32.8752 | -117.2317 | 1 | rooftop | 3350 | LA Jolla Village Dr |  |  | San Diego | CA | San Diego County | 92161 | US | San Diego Geographic Information Source - JPA
APCD2011-PTO-000801 | Active | 2011-03-22 | [34H] California Certified Emergency Standby Engine | Ind East Village LLC | Richard Thorne | 509 Ninth Av San Diego, CA | 92101 | N | Emergency engine generator: Detroit Diesel engine, Model 6DD4408E08, rated at 685 bhp, vertical exhaust stack, s/n 06R1010147, Model Year 2008, turbocharged and aftercooled, Tier 3 certified, Engine Family No. 8DDXL14.OVLD, driving a 355 kw generator. | 1 | 0 | 0 | 0 | 1 | Diesel | 355 | 685 | 355 | [5 empty] | 0 | 0 | 32.7106 | -117.1562 | 1 | rooftop | 509 | 9th Ave |  |  | San Diego | CA | San Diego County | 92101 | US | San Diego Geographic Information Source - JPA
APCD2011-PTO-000808 | Active | 2011-03-25 | [34H] California Certified Emergency Standby Engine | Stemedica Cell Technologies Inc | Mary Griffey | 6350 Nancy Ridge Dr San Diego, CA | 92121 | G | Stationary Emergency Diesel Engine: John Deere / 4045HF485K, S/N: PE4045L136435, 197 hp, Tier 3 certified of Family #AJDXL06.8104, turbocharged, aftercooled, driving an emergency generator. | 1 | 0 | 0 | 0 | 1 | Diesel |  | 197 | 146.9029 | 2021-12-23 | 105.60 | 2021-12-23 | 114.80 | 9.2 | 1351.5067 | 1.2277 | 32.8883 | -117.1823 | 1 | rooftop | 6350 | Nancy Ridge Dr |  |  | San Diego | CA | San Diego County | 92121 | US | San Diego Geographic Information Source - JPA
APCD2011-PTO-000813 | Active | 2011-03-29 | [34H] California Certified Emergency Standby Engine | City of La Mesa Police Dept | Matt Souttere | 8085 University Av La Mesa, CA | 91941 | K | Engine, emergency diesel standby. Make: Volvo Penta, model: TAD1641GE, serial no.: D16 036650 C3, HP: 757 hp, Tier 2 certified of family #: 8VPXL16.1ACB, model year 2008, turbocharged, charge air cooled with a retrofitted vertical exhaust and flapper valve, driving a 505 kW Kohler generator. | 1 | 0 | 0 | 0 | 1 | Diesel | 505 | 757 | 505 | 2021-12-11 | 71.60 | 2022-01-25 | 79.70 | 8.1 | 4090.5 | 3.7158 | 32.7676 | -117.0234 | 1 | range_interpolation | 8085 | University Ave |  |  | LA Mesa | CA | San Diego County | 91942 | US | TIGER/LineÂ® dataset from the US Census Bureau
APCD2011-PTO-000814 | Active | 2011-03-29 | [34H] California Certified Emergency Standby Engine | Community Convalescent Hospital of La Mesa | Jo Ellen Zayer | 8665 La Mesa Blvd La Mesa, CA | 91942 | K | Emergency Diesel Engine Generator: Cummins model QSB5-G3 NR3; serial number 73195787; Engine Family BCEXL0275AAG; tier 3 certified; 145 bhp rated; turbocharged with charge air cooler, equipped with Johnson Matthey model CRT(+) diesel particulate filter (DPF) S/N 3321909R055 and diesel oxidation catalyst (DOC) S/N 02003BA001, equipped with Johnson Matthey backpressure sensor; driving a 60 kW generator | 1 | 0 | 0 | 0 | 1 | Diesel | 60 | 145 | 60 | 2021-12-30 | 211.20 | 2022-04-19 | 245.70 | 34.5 | 2070 | 1.8804 | 32.769 | -117.0106 | 1 | rooftop | 8665 | LA Mesa Blvd |  |  | LA Mesa | CA | San Diego County | 91942 | US | San Diego Geographic Information Source - JPA
APCD2011-PTO-000815 | Active | 2011-03-29 | [34H] California Certified Emergency Standby Engine | FISC San Diego Fuel Dept | Stephen Frey | 199 Rosecrans St Bldg 36 San Diego, CA | 92106 | I | Emergency Diesel Engine Generator: Caterpillar model C9 generator; serial number S9L03425; Engine Family ACPXL08.8ESX; tier 3 certified; 398 bhp rated; turbocharged with charge air cooler; driving a 250 kW generator | 1 | 0 | 0 | 0 | 1 | Diesel | 250 | 398 | 250 | 2021-09-16 | 60.00 | 2021-09-16 | 64.50 | 4.5 | 1125 | 1.0219 | 32.7356 | -117.2201 | 0.7 | street_center |  | Rosecrans St | Bldg | 36 | San Diego | CA | San Diego County | 92106 | US | TIGER/LineÂ® dataset from the US Census Bureau
APCD2011-PTO-000820 | Active | 2011-04-05 | [34H] California Certified Emergency Standby Engine | MiraCosta College | Tom Macias | One Barnard Dr Oceanside, CA | 92056 | C | Emergency Diesel Engine Generator: John Deere model 6068HF285; S/N PE6068L138743; Engine Family AJDXL06.8104; tier 3 certified; 237 bhp rated; turbocharged with charge air cooler; equipped with Johnson Matthey diesel particulate filter (DPF) model CRT(+)1-N-SIEO-CS-5 and a Johnson Matthey backpressure sensor; driving a 150 kW generator | 1 | 0 | 0 | 0 | 1 | Diesel | 150 | 237 | 150 | [5 empty] | 0 | 0 | 33.1957 | -117.3779 | 1 | street_center |  | 1st St |  |  | Oceanside | CA | San Diego County | 92054 | US | TIGER/LineÂ® dataset from the US Census Bureau
APCD2011-PTO-000831 | Active | 2011-04-19 | [34H] California Certified Emergency Standby Engine | Quarry Creek Shopping Centers OA | Dick Fialho | 3405 Marron Rd Oceanside, Ca | 92056 | C | Emergency Diesel Engine Generator: John Deere model 4045TF150; serial number PE4045T314799; Engine Family 3JDXL06.8014, tier 1 certified; 99 bhp rated; turbocharged; driving a 56 kW generator | 1 | 0 | 0 | 0 | 1 | Diesel | 56 | 99 | 56 | 2021-10-29 | 59.50 | 2021-10-29 | 61.80 | 2.3 | 128.8 | 0.117 | 33.1772 | -117.297 | 1 | rooftop | 3405 | Marron Rd |  |  | Oceanside | CA | San Diego County | 92056 | US | San Diego Geographic Information Source - JPA
APCD2011-PTO-000832 | Active | 2011-04-19 | [34H] California Certified Emergency Standby Engine | Mitchell International | Donna Frick | 6220 Greenwich Dr San Diego, CA | 92122 | H | Emergency standby engine: Volvo Penta diesel engine, Model TAD1641GE, S/N 2016044386, rated at 757 bhp, Model Year 2010, EPA Tier 2 certified of Engine Family Number AVPXL16.1ACB, turbocharged, aftercooled, driving a 500 KW generator. (APCD2010-APP-001204/CCN/April 2011) | 1 | 0 | 0 | 0 | 1 | Diesel | 500 | 757 | 500 | 2021-05-17 | 120.00 | 2021-05-17 | 124.80 | 4.8 | 2400 | 2.1801 | 32.8515 | -117.1833 | 1 | rooftop | 6220 | Greenwich Dr |  |  | San Diego | CA | San Diego County | 92122 | US | San Diego Geographic Information Source - JPA
APCD2011-PTO-000833 | Active | 2011-04-21 | [34H] California Certified Emergency Standby Engine | El Cajon Police Department | Sgt Eric Taylor | 100 Civic Center Way El Cajon, CA | 92020 | L | Emergency Engine Generator: Mitsubishi Diesel Engine, Model S12H-Y2PTAW-1, rated at 1528 bhp, Model Year 2009, S/N 32494, EPA Tier 2 Certified Engine, Family Number 9MVXL37.1 BBA, turbocharged and aftercooled, driving a 1000 kw electrical generator. | 1 | 0 | 0 | 0 | 1 | Diesel | 1000 | 1528 | 1000 | 2022-06-07 | 103.10 | 2022-06-07 | 107.90 | 4.8 | 4800 | 4.3603 | 32.7966 | -116.9616 | 1 | rooftop | 100 | Civic Center Way |  |  | El Cajon | CA | San Diego County | 92020 | US | San Diego Geographic Information Source - JPA
APCD2011-PTO-000834 | Active | 2011-04-21 | [34H] California Certified Emergency Standby Engine | CA St of Dept of Forestry-Puerta La Cruz Conservation Camp | Owner Manager | 32363 Hy 79 Warner Springs, CA | 92086 | B | Emergency standby engine: Perkins (Caterpillar) diesel engine, Model 3362/D100 (C4.4), S/N E5M01661, rated at 156.9 bhp, Model Year 2010, EPA Tier 3 certified of Engine Family Number APKXL04.4NJ1, driving a 100 kW generator. (APCD2011-APP-001586/CCN/April 2011) | 1 | 0 | 0 | 0 | 1 | Diesel | 100 | 1569 | 100 | 2021-12-31 | 391.00 | 2022-06-07 | 461.20 | 70.2 | 7020 | 6.3769 | 33.2823 | -116.6336 | 0.5 | place |  |  |  |  | Warner Springs | CA | San Diego County | 92086 | US | TIGER/LineÂ® dataset from the US Census Bureau
APCD2011-PTO-000835 | Active | 2011-04-22 | [34H] California Certified Emergency Standby Engine | 3E Company | Owner Manager | 3207 Greyhawk Ct Carlsbad, CA | 92010 | C | EMERGENCY DIESEL ENGINE: JOHN DEERE 6068HF485T; S/N PE6068L009011; 315 BHP; TURBOCHARGED, AFTERCOOLED; EPA TIER 3 CERTIFIED OF FAMILY #7JDXLO6.8101; DRIVING A 180 KW GENERATOR | 1 | 0 | 0 | 0 | 1 | Diesel | 180 | 315 | 180 | 2021-07-13 | 214.80 | 2022-07-29 | 218.80 | 4 | 720 | 0.65404 | 33.1299 | -117.2373 | 1 | rooftop | 3207 | Grey Hawk Ct |  |  | Carlsbad | CA | San Diego County | 92010 | US | Sandoval
APCD2011-PTO-000836 | Active | 2011-04-25 | [34W] Registered Engine (Rule 12) | US Border Patrol | Chief Patrol Agent | 1802 Saturn Bl San Diego, CA | 92154 | S | Emergency standby engine: Generac diesel engine, Model 7.5DMTA, Part Number 924612, rated at 195 bhp, Model Year 1999, driving a Generac 130 kW generator, Model 99A01841-S, S/N 2047151. (APCD2011-CER-000265/CCN/April 2011) | 1 | 0 | 0 | 0 | 1 | Diesel | 130 | 195 | 130 | 2021-08-18 | 414.10 | 2021-08-18 | 423.70 | 9.6 | 1248 | 1.1337 | 32.5643 | -117.0929 | 1 | range_interpolation | 1802 | Saturn Blvd |  |  | San Diego | CA | San Diego County | 92154 | US | TIGER/LineÂ® dataset from the US Census Bureau
APCD2011-PTO-000838 | Active | 2011-05-03 | [34H] California Certified Emergency Standby Engine | Veterinary Specialty Hospital | Ryan Halligan | 10435 Sorrento Valley Rd San Diego, CA | 92121 | G | Emergency standby engine: Perkins diesel engine, Model 1104-44G, S/N U160020L, rated at 65.6 bhp, Model Year 2004, EPA Tier 2 certified of Engine Family Number 4PKXL04.4RE1, driving a 54 KW generator. (APCD2011-APP-001557/CCN/May 2011) | 1 | 0 | 0 | 0 | 1 | Diesel | 54 | 65.6 | 54 | 2021-08-19 | 88.60 | 2021-12-31 | 88.20 | -0.4 | -21.6 | -0.019621 | 32.895 | -117.2162 | 1 | rooftop | 10435 | Sorrento Valley Rd |  |  | San Diego | CA | San Diego County | 92121 | US | San Diego Geographic Information Source - JPA
APCD2011-PTO-000839 | Active | 2011-05-09 | [34H] California Certified Emergency Standby Engine | San Diego Blood Bank | Keith Price | 3636 Gateway Center Ave San Diego, CA | 92102 | S | Emergency Diesel Engine - John Deere; Model 6090HF484; Serial Number 6090L100672; Engine Family BJDXL09.0114; tier 3 certified; 422 bhp rated; turbocharged with charge air cooler; driving a 275 kW generator | 1 | 0 | 0 | 0 | 1 | Diesel | 275 | 422 | 275 | 2022-03-16 | 281.40 | 2022-03-16 | 318.20 | 36.8 | 10120 | 9.1929 | 32.7143 | -117.1133 | 1 | rooftop | 3636 | Gateway Center Ave |  |  | San Diego | CA | San Diego County | 92102 | US | San Diego Geographic Information Source - JPA
APCD2011-PTO-000840 | Active | 2011-05-09 | [34H] California Certified Emergency Standby Engine | SD City of PUD Wastewater Collection Div | PPCE Supervisor | 15600 San Andres Drive Del Mar, CA | 92014 | E | Emergency Engine Generator: John Deere Diesel Engine, Model 5030HF285, S/N PE5030L023375, 97 BHP, Tier 3 Certified of Family # 9JDXL03.0113, Model Year 2009, turbocharged, driving a 60 kw Kohler generator. | 1 | 0 | 0 | 0 | 1 | Diesel | 60 | 97 | 60 | [5 empty] | 0 | 0 | 32.9926 | -117.2496 | 0.7 | street_center |  | San Andres Dr |  |  | Del Mar | CA | San Diego County | 92014 | US | TIGER/LineÂ® dataset from the US Census Bureau
APCD2011-PTO-000847 | Active | 2011-05-11 | [34H] California Certified Emergency Standby Engine | USN Submarine Base | Jerry Blanco | Bldg 330 San Diego, CA | 92106 | I | Emergency Engine Generator: Cummins Diesel Engine, Model OSB5-G3NR3, S/N 73058967, rated at 145 hp, Model year 2010, EPA Tier 3 Certified Engine, Family Number ACEXL0275 AAG, turbocharged and aftercooled, driving a 60 kw generator. Located at Bldg # 330. | 1 | 0 | 0 | 0 | 1 | Diesel | 60 | 145 | 60 | 2021-06-17 | 160.70 | 2021-06-17 | 163.70 | 3 | 180 | 0.16351 | 32.7241 | -117.1709 | 0.5 | place |  |  |  |  | San Diego | CA | San Diego County | 92101 | US | TIGER/LineÂ® dataset from the US Census Bureau
APCD2011-PTO-000848 | Active | 2011-05-12 | [34H] California Certified Emergency Standby Engine | General Atomics | Vera Mitrofski | 3550 General Atomics Court San Diego, CA | 92121 | G | Emergency Diesel Engine Generator: Cummins; model QSK23-G7 NR2; S/N 00318490; Engine Family 8CEXL023.AAB; tier 2 certified; 1220 bhp rated; turbocharged with charge air cooler; driving a 750 kW generator | 1 | 0 | 0 | 0 | 1 | Diesel | 750 | 220 | 750 | 2021-12-31 | 99.70 | 2022-06-17 | 112.30 | 12.6 | 9450 | 8.5843 | 32.8939 | -117.2361 | 1 | rooftop | 3550 | General Atomics Ct |  |  | San Diego | CA | San Diego County | 92121 | US | Sandoval
APCD2011-PTO-000851 | Active | 2011-05-18 | [34H] California Certified Emergency Standby Engine | Naval Information Warfare Center Pacific |  | 53560 Hull Street San Diego, CA | 92152 | I | Propane Engine Generator: Generac model 4.2GLPN-40; Engine No. 0G8279, Generator S/N: 2109405; Engine Family BGNXB04.22L4; 66 bhp rated; equipped with an air/fuel ratio controller and a generac 3-way catalyst; rich-burn; driving a 40 kW generator. Functional Group - Research, Development, Test, and Evaluation (RDT&E). | 0 | 0 | 0 | 1 | 1 | Propane | 40 | 66 | 40 | 2022-07-07 | 115.10 | 2022-07-07 | 115.70 | 0.6 | 24 | 0.019774 | 32.724 | -117.2479 | 0.7 | street_center |  | Hill St |  |  | San Diego | CA | San Diego County | 92107 | US | TIGER/LineÂ® dataset from the US Census Bureau
APCD2011-PTO-000852 | Active | 2011-05-19 | [34H] California Certified Emergency Standby Engine | Eldorado Care Center | Gerlyn Ricacho | 510 E Washington El Cajon, CA | 92020 | L | Emergency standby engine: John Deere diesel engine, Model 4045HF285, S/N PE4045L146710, rated at 197 bhp, Model Year 2010, EPA Tier 3 certified of Engine Family Number AJDXL06.8104, driving a 147 kW generator. (APCD2011-APP-001550/CCN/May 2011) | 1 | 0 | 0 | 0 | 1 | Diesel | 147 | 197 | 147 | 2022-06-06 | 169.50 | 2022-06-06 | 177.70 | 8.2 | 1205.4 | 1.095 | 32.7881 | -116.9557 | 1 | rooftop | 510 | E Washington Ave |  |  | El Cajon | CA | San Diego County | 92020 | US | San Diego Geographic Information Source - JPA
APCD2011-PTO-000858 | Active | 2011-06-02 | [34H] California Certified Emergency Standby Engine | USMC Base Public Safety SA08 | Air Quality Section | Camp Pendleton Camp Pendleton, CA | 92055 | A | Stationary Emergency Diesel Engine: John Deere / 5030HF285G, S/N:PE5030L047950 96 hp, Tier 3 certified of Family #AJDXL03.0113, turbocharged, aftercooled, driving an emergency generator. (Building 2160B2) | 1 | 0 | 0 | 0 | 1 | Diesel |  | 96 | 71.5872 | [5 empty] | 0 | 0 | 33.3877 | -117.4448 | 1 | place |  |  |  |  | Camp Pendleton | CA | San Diego County | 92055 | US | TIGER/LineÂ® dataset from the US Census Bureau
APCD2011-PTO-000859 | Active | 2011-06-02 | [34H] California Certified Emergency Standby Engine | USMC Base Public Utilities U20 | Air Quality Section | Building 1301U3 Camp Pendleton, CA | 92055 | A | Stationary Emergency Diesel Engine: John Deere / 4024HF285B, S/N: PE4024L042527, 80 hp, Tier 3 certified of Family #AJDXL03.0113, turbocharged, aftercooled, driving an emergency generator. (Building 130180T - Sewer lift station) | 1 | 0 | 0 | 0 | 1 | Diesel |  | 80 | 59.656 | [5 empty] | 0 | 0 | 33.3877 | -117.4448 | 1 | place |  |  |  |  | Camp Pendleton | CA | San Diego County | 92055 | US | TIGER/LineÂ® dataset from the US Census Bureau
APCD2011-PTO-000860 | Active | 2011-06-02 | [34H] California Certified Emergency Standby Engine | UCSD | Valerie Fanning | 9500 Gilman Dr Dept 0089 San Diego, CA | 92093 | I | Emergency Standby Diesel Engine: Detroit Diesel Model S60; S/N 06R1038788; 685 bhp, Tier 3 certified of engine family #ADDXL14.0VLD, Model Year 2010. turbocharged, charge air-cooled, driving a 360 kW Kohler generator | 1 | 0 | 0 | 0 | 1 | Diesel | 360 | 685 | 360 | 2021-06-23 | 170.50 | 2022-07-22 | 187.30 | 16.8 | 6048 | 5.494 | 32.8758 | -117.2396 | 0.9 | rooftop | 9500 | Gilman Dr | Dept | 89 | LA Jolla | CA | San Diego County | 92093 | US | San Diego Geographic Information Source - JPA
APCD2011-PTO-000861 | Active | 2011-06-03 | [34H] California Certified Emergency Standby Engine | Walmart #2479 | Michael Mitcham | 3412 College Ave San Diego, CA | 92115 | J | Emergency Diesel Fire Pump Engine: Deutz; model DFP4 2012 T15; serial number 10861521; Engine Family 6DZXL06.1038; tier 2 certified; 96 bhp rated; turbocharged; driving a 250 gpm fire pump | 1 | 0 | 0 | 0 | 1 | Diesel |  | 96 | 71.5872 | 2022-01-01 | 135.70 | 2022-01-01 | 143.20 | 7.5 | 536.904 | 0.48772 | 32.7415 | -117.0532 | 1 | rooftop | 3412 | College Ave |  |  | San Diego | CA | San Diego County | 92115 | US | San Diego Geographic Information Source - JPA
APCD2011-PTO-000862 | Active | 2011-06-06 | [34H] California Certified Emergency Standby Engine | American Internet Services | Valentin Cisneros | 9305 Lightwave Ave Ste 100 San Diego, CA | 92123 | J | Emergency Engine Generator: Volvo Diesel Engine, Model TWD1643GE, rated at 876 hp, Model Year 2017, S/N 2016104538, EPA Tier 2 Certified Engine, Family Number HVPXL16.1ACW, turbocharged and aftercooled, driving a 674 kw generator. | 1 | 0 | 0 | 0 | 1 | Diesel | 674 | 876 | 674 | 2022-01-01 | 356.80 | 2022-01-01 | 360.60 | 3.8 | 2561.2 | 2.3266 | 32.8279 | -117.1297 | 1 | rooftop | 9305 | Lightwave Ave | Ste | 100 | San Diego | CA | San Diego County | 92123 | US | San Diego Geographic Information Source - JPA
APCD2011-PTO-000865 | Active | 2011-06-09 | [34H] California Certified Emergency Standby Engine | SDG&E Co | Site Manager | 1010 Tavern Rd Alpine, CA | 91901 | H | Internal combustion engine. Make: Mitsubishi, Model: S12A2-Y2PTAW-2, S/N: 26753, diesel engine turbocharged and aftercooled, BHP: 1207 HP, Drives an emergency generator rated at 760 kw. Original App# APCD2010-APP-001019 | 1 | 0 | 0 | 0 | 1 | Diesel | 760 | 1207 | 760 | [5 empty] | 0 | 0 | 32.8412 | -116.7838 | 1 | rooftop | 1010 | Tavern Rd |  |  | Alpine | CA | San Diego County | 91901 | US | San Diego Geographic Information Source - JPA
APCD2011-PTO-000873 | Active | 2011-06-15 | [34C] Emergency Standby Engine | SDG&E Palomar Energy Center | Moses Peram | 2300 Harveson Place Escondido, CA | 92029 | D | Emergency Engine Generator: Cummins Engine, Model QSK60G, S/N 33179607, natural gas fired, 1945 hp, turbocharged and aftercooled, Model Year 2009, lean burn, driving a 1400 kW generator. | 0 | 0 | 1 | 0 | 1 | Natural Gas | 400 | 1945 | 400 | 2021-05-28 | 36.90 | 2022-02-28 | 83.40 | 46.5 | 18600 | 13.5084 | 33.1194 | -117.1174 | 1 | rooftop | 2300 | Harveson Pl |  |  | Escondido | CA | San Diego County | 92029 | US | San Diego Geographic Information Source - JPA
APCD2011-PTO-000877 | Active | 2011-06-16 | [34H] California Certified Emergency Standby Engine | UCSD | Valerie Fanning | UCSD Revelle Housing San Diego, CA | 92093 | I | Emergency standby engine: Caterpillar diesel engine, Model C27 DITA, S/N MJE02017, rated at 1141 bhp, Model Year 2010, EPA Tier 2 certified of Engine Family Number ACPXL27.0ESW, driving a 851 kW generator. (APCD2010-APP-001188/CCN/June 2011) | 1 | 0 | 0 | 0 | 1 | Diesel | 851 | 1141 | 851 | 2021-06-23 | 185.70 | 2022-07-22 | 216.50 | 30.8 | 26210.8 | 23.8097 | 32.7241 | -117.1709 | 1 | place |  |  |  |  | San Diego | CA | San Diego County | 92101 | US | TIGER/LineÂ® dataset from the US Census Bureau
APCD2011-PTO-000881 | Active | 2011-06-21 | [34H] California Certified Emergency Standby Engine | USMC Base Public Health H02 | Air Quality Section | Building 270849 Camp Pendleton, CA | 92055 | A | Emergency Diesel Engine Generator: Detroit Diesel model S60-14L (6063HV35); S/N 06R1039944; Engine Family ADDXL14.0VLD, tier 3 certified; 490 bhp rated; turbocharged with charger air cooler and exhaust gas recirculation; driving a 300 kW generator | 1 | 0 | 0 | 0 | 1 | Diesel | 300 | 490 | 300 | [5 empty] | 0 | 0 | 33.3877 | -117.4448 | 0.5 | place |  |  |  |  | Camp Pendleton | CA | San Diego County | 92055 | US | TIGER/LineÂ® dataset from the US Census Bureau
APCD2011-PTO-000882 | Active | 2011-06-22 | [34H] California Certified Emergency Standby Engine | Cidara Therapeutics Inc | Jennifer Duzak | 6310/6330 Nancy Ridge Drive San Diego, CA | 92121 | G | Emergency Engine Generator: John Deere Diesel Engine, Model 4045DF150, S/N TD4045D883463, Model Year 2000, 71 bhp, EPA Tier 1 Certified Engine, Family Number YDXL06.8016, driving a 43 Kw engine. | 1 | 0 | 0 | 0 | 1 | Diesel | 43 | 71 | 43 | 2021-10-01 | 118.50 | 2022-01-27 | 121.40 | 2.9 | 124.7 | 0.11328 | 32.7241 | -117.1709 | 0.5 | place |  |  |  |  | San Diego | CA | San Diego County | 92101 | US | TIGER/LineÂ® dataset from the US Census Bureau
APCD2011-PTO-000891 | Active | 2011-06-24 | [34H] California Certified Emergency Standby Engine | Orange Grove Energy LP | Ramiro Garcia | 35435 East Pala Del Norte Rd Pala, CA | 92059 | A | Emergency fire pump engine: Cummins, Model CPF11E-F10, based on Cummins diesel engine Model QSM11, S/N 35229758, rated at 373 bhp, Model Year 2008, EPA Tier 2 certified of Engine Family Number 4CEXL0661AAD. (APCD2007-APP-985709/CCN/Sept 2011) | 1 | 0 | 0 | 0 | 1 | Diesel |  | 373 | 278.1461 | [5 empty] | 0 | 0 | 33.3641 | -117.0992 | 0.7 | street_center |  | Hwy 76 |  |  | Pauma Valley | CA | San Diego County | 92061 | US | TIGER/LineÂ® dataset from the US Census Bureau
APCD2011-PTO-000892 | Active | 2011-06-24 | [34C] Emergency Standby Engine | Orange Grove Energy LP | Ramiro Garcia | 35435 East Pala Del Norte Rd Pala, CA | 92059 | A | Emergency black start engine: Cummins engine, fueled with natural gas, Model GTA38G2, S/N X25328866, rated at 965 bhp, equipped with Miratech catalytic converter, Model RHS-4228-14-ECI, S/N RHS-1336 and Miratech air to fuel ratio controller Model MEC-R. (APCD2007-APP-985710/CCN/Sept 2011) | 0 | 0 | 1 | 0 | 1 | Natural Gas |  | 965 | 719.6005 | [5 empty] | 0 | 0 | 33.3641 | -117.0992 | 0.7 | street_center |  | Hwy 76 |  |  | Pauma Valley | CA | San Diego County | 92061 | US | TIGER/LineÂ® dataset from the US Census Bureau
APCD2011-PTO-000894 | Active | 2011-06-28 | [34H] California Certified Emergency Standby Engine | USMC Base Public Utilities U09 | Air Quality Section | Building 3381B3 Camp Pendleton, CA | 92055 | A | Emergency standby engine: John Deere diesel engine, Model 6068HF285K, S/N PE6068L144106, rated at 237 bhp, Model Year 2010, EPA Tier 3 certified of Engine Family Number AJDXL06.8104, driving a 177 KW generator. (APCD2010-APP-001483/CCN/June 2011) | 1 | 0 | 0 | 0 | 1 | Diesel | 177 | 237 | 177 | [5 empty] | 0 | 0 | 33.3877 | -117.4448 | 1 | place |  |  |  |  | Camp Pendleton | CA | San Diego County | 92055 | US | TIGER/LineÂ® dataset from the US Census Bureau
APCD2011-PTO-000899 | Active | 2011-07-06 | [34H] California Certified Emergency Standby Engine | American Internet Services | Valentin Cisneros | 9305 Lightwave Ave Ste 100 San Diego, CA | 92123 | J | Emergency Engine Generator: Volvo Diesel Engine, Model TWD1643GE, 876 bhp, Model Year 2010, S/N 2016046354, EPA Tier 2 Certified Engine, Family Number AVPXL16.1ACW, turbocharged and aftercooled, driving a 674 kw generator. | 1 | 0 | 0 | 0 | 1 | Diesel | 674 | 876 | 674 | 2022-01-01 | 365.10 | 2022-01-01 | 369.00 | 3.9 | 2628.6 | 2.3878 | 32.8279 | -117.1297 | 1 | rooftop | 9305 | Lightwave Ave | Ste | 100 | San Diego | CA | San Diego County | 92123 | US | San Diego Geographic Information Source - JPA
APCD2011-PTO-000900 | Active | 2011-07-06 | [34H] California Certified Emergency Standby Engine | American Internet Services | Valentin Cisneros | 9305 Lightwave Ave Ste 100 San Diego, CA | 92123 | J | Emergency Engine Generator: Volvo Diesel Engine, Model TWD1643GE, 876 bhp, Model Year 2010, S/N 2016046138, EPA Tier 2 Certified Engine, Family Number AVPXL16.1ACW, turbocharged and aftercooled, driving a 674 kw generator. | 1 | 0 | 0 | 0 | 1 | Diesel | 674 | 876 | 674 | 2022-01-01 | 370.20 | 2022-01-01 | 374.00 | 3.8 | 2561.2 | 2.3266 | 32.8279 | -117.1297 | 1 | rooftop | 9305 | Lightwave Ave | Ste | 100 | San Diego | CA | San Diego County | 92123 | US | San Diego Geographic Information Source - JPA
APCD2011-PTO-000901 | Active | 2011-07-06 | [34H] California Certified Emergency Standby Engine | American Internet Services | Valentin Cisneros | 9305 Lightwave Ave Ste 100 San Diego, CA | 92123 | J | Emergency Engine Generator: Volvo Diesel Engine, Model TWD1643GE, 876 bhp, Model Year 2010, S/N 2016046357, EPA Tier 2 Certified Engine, Family Number AVPXL16.1ACW, turbocharged and aftercooled, driving a 674 kw generator. | 1 | 0 | 0 | 0 | 1 | Diesel | 674 | 876 | 674 | 2022-01-01 | 367.30 | 2022-01-01 | 371.10 | 3.8 | 2561.2 | 2.3266 | 32.8279 | -117.1297 | 1 | rooftop | 9305 | Lightwave Ave | Ste | 100 | San Diego | CA | San Diego County | 92123 | US | San Diego Geographic Information Source - JPA
APCD2011-PTO-000902 | Active | 2011-07-06 | [34H] California Certified Emergency Standby Engine | American Internet Services | Valentin Cisneros | 9305 Lightwave Ave Ste 100 San Diego, CA | 92123 | J | Emergency Engine Generator: Volvo Diesel Engine, Model TWD1643GE, 876 bhp, Model Year 2010, S/N 2016043696, EPA Tier 2 Certified Engine, Family Number AVPXL16.1ACW, turbocharged and aftercooled, driving a 674 kw generator. | 1 | 0 | 0 | 0 | 1 | Diesel | 674 | 876 | 674 | 2022-01-01 | 355.30 | 2022-01-01 | 359.20 | 3.9 | 2628.6 | 2.3878 | 32.8279 | -117.1297 | 1 | rooftop | 9305 | Lightwave Ave | Ste | 100 | San Diego | CA | San Diego County | 92123 | US | San Diego Geographic Information Source - JPA
APCD2011-PTO-000903 | Active | 2011-07-06 | [34H] California Certified Emergency Standby Engine | American Internet Services | Valentin Cisneros | 9305 Lightwave Ave Ste 100 San Diego, CA | 92123 | J | Emergency Engine Generator: Volvo Diesel Engine, Model TWD1643GE, 876 bhp, Model Year 2010, S/N 2016043660, EPA Tier 2 Certified Engine, Family Number AVPXL16.1ACW, turbocharged and aftercooled, driving a 674 kw generator. | 1 | 0 | 0 | 0 | 1 | Diesel | 674 | 876 | 674 | 2022-01-01 | 370.90 | 2022-01-01 | 374.90 | 4 | 2696 | 2.449 | 32.8279 | -117.1297 | 1 | rooftop | 9305 | Lightwave Ave | Ste | 100 | San Diego | CA | San Diego County | 92123 | US | San Diego Geographic Information Source - JPA
APCD2011-PTO-000904 | Active | 2011-07-06 | [34H] California Certified Emergency Standby Engine | American Internet Services | Valentin Cisneros | 9305 Lightwave Ave Ste 100 San Diego, CA | 92123 | J | Emergency Engine Generator: Volvo Diesel Engine, Model TWD1643GE, 876 bhp, Model Year 2010, S/N 2016043697, EPA Tier 2 Certified Engine, Family Number AVPXL16.1ACW, turbocharged and aftercooled, driving a 674 kw generator. | 1 | 0 | 0 | 0 | 1 | Diesel | 674 | 876 | 674 | 2022-01-01 | 361.60 | 2022-01-01 | 365.60 | 4 | 2696 | 2.449 | 32.8279 | -117.1297 | 1 | rooftop | 9305 | Lightwave Ave | Ste | 100 | San Diego | CA | San Diego County | 92123 | US | San Diego Geographic Information Source - JPA
APCD2011-PTO-000905 | Active | 2011-07-06 | [34H] California Certified Emergency Standby Engine | American Internet Services | Valentin Cisneros | 9305 Lightwave Ave Ste 100 San Diego, CA | 92123 | J | Emergency Engine Generator: Volvo Diesel Engine, Model TWD1643GE, 876 bhp, Model Year 2010, S/N 2016043430, EPA Tier 2 Certified Engine, Family Number AVPXL16.1ACW, turbocharged and aftercooled, driving a 674 kw generator. | 1 | 0 | 0 | 0 | 1 | Diesel | 674 | 876 | 674 | 2022-01-01 | 345.90 | 2022-01-01 | 347.60 | 1.7 | 1145.8 | 1.0408 | 32.8279 | -117.1297 | 1 | rooftop | 9305 | Lightwave Ave | Ste | 100 | San Diego | CA | San Diego County | 92123 | US | San Diego Geographic Information Source - JPA
APCD2011-PTO-000906 | Active | 2011-07-07 | [34H] California Certified Emergency Standby Engine | San Diego Federal Courthouse | Douglas Papineau | 333 W Broadway San Diego, CA | 92101 | N | Emergency standby engine: Caterpillar diesel engine, Model 3516 C, S/N SBJ01185, rated at 2937 bhp, Model Year 2010, EPA Tier 2 certified of Engine Family Number ACPXL78.1T2Y, driving a 2,000 kW generator. | 1 | 0 | 0 | 0 | 1 | Diesel | 2000 | 2937 | 2000 | [5 empty] | 0 | 0 | 32.7152 | -117.1662 | 1 | rooftop | 333 | W Broadway |  |  | San Diego | CA | San Diego County | 92101 | US | San Diego Geographic Information Source - JPA
APCD2011-PTO-000916 | Active | 2011-07-20 | [34H] California Certified Emergency Standby Engine | Ionis Pharmaceuticals | Director HS&E | 2855 Gazelle Ct Carlsbad, CA | 92010 | C | Emergency standby engine: MTU Detroit Diesel engine, Model 12V 2000, S/N 535 108 342, rated at 1193 bhp, Model Year 2010, EPA Tier 2 certified of Engine Family Number AMDDL35.8GRR, driving a 750 KW generator. (APCD2010-APP-001405/CCN/July 2011) | 1 | 0 | 0 | 0 | 1 | Diesel | 750 | 1193 | 750 | 2022-01-01 | 154.90 | 2022-01-01 | 159.40 | 4.5 | 3375 | 3.0658 | 33.142 | -117.2514 | 1 | rooftop | 2855 | Gazelle Ct |  |  | Carlsbad | CA | San Diego County | 92010 | US | Sandoval
APCD2011-PTO-000917 | Active | 2011-07-20 | [34H] California Certified Emergency Standby Engine | Ionis Pharmaceuticals | Director HS&E | 2855 Gazelle Ct Carlsbad, CA | 92010 | C | Emergency standby engine: MTU Detroit Diesel engine, Model 12V 2000, S/N 535 108 311, rated at 1193 bhp, Model Year 2010, EPA Tier 2 certified of Engine Family Number AMDDL35.8GRR, driving a 750 KW generator. (APCD2010-APP-001405/CCN/July 2011) | 1 | 0 | 0 | 0 | 1 | Diesel | 750 | 1193 | 750 | 2022-01-01 | 152.00 | 2022-01-01 | 156.70 | 4.7 | 3525 | 3.2021 | 33.142 | -117.2514 | 1 | rooftop | 2855 | Gazelle Ct |  |  | Carlsbad | CA | San Diego County | 92010 | US | Sandoval
APCD2011-PTO-000918 | Active | 2011-07-20 | [34H] California Certified Emergency Standby Engine | Aethercomm, Inc | Rex Robertson | 3205 Lionshead Ave Carlsbad, Ca | 92010 | C | Emergency Diesel Engine Generator: Detroit Diesel model S60, 6063HV35; S/N 06R1044569; Engine Family AJDDXL14.0VLD; tier 3 certified; 685 bhp rated; turbocharged with charge air cooler and exhaust gas recirculation; driving a 450 kW generator | 1 | 0 | 0 | 0 | 1 | Diesel | 450 | 685 | 450 | 2021-08-31 | 119.70 | 2021-08-31 | 121.20 | 1.5 | 675 | 0.61317 | 33.132 | -117.2349 | 1 | rooftop | 3205 | Lionshead Ave |  |  | Carlsbad | CA | San Diego County | 92010 | US | San Diego Geographic Information Source - JPA
APCD2011-PTO-000922 | Active | 2011-07-27 | [34H] California Certified Emergency Standby Engine | Commander Navy Region SW | Marvin Johnson | Naval Air Station North Island Coronado, CA | 92155 | O | Emergency Standby Engine: Cummins diesel engine, Model QSL9-G2-NR3, S/N 73213200, rated at 311 bhp, Model Year 2011, EPA Tier 3 certified of Engine Family Number BCEXL0540AAB, driving a 200 kW generator | 1 | 0 | 0 | 0 | 1 | Diesel | 200 | 311 | 200 | 2021-08-27 | 42.20 | 2022-07-07 | 48.40 | 6.2 | 1240 | 1.1264 | 32.6992 | -117.2096 | 1 | place |  |  |  |  | Coronado | CA | San Diego County | 92118 | US | TIGER/LineÂ® dataset from the US Census Bureau
APCD2011-PTO-000924 | Active | 2011-07-29 | [34H] California Certified Emergency Standby Engine | First Transit Inc | John Lewis | 7490 Copley Park Pl San Diego, CA | 92111 | M | Stationary Emergency Diesel Engine: Caterpillar / C4.4 D80-6, S/N: E5M02637, 130 hp, Tier 3 certified of Family #BPKXL04.4NJ1, turbocharged, aftercooled, driving an emergency generator. | 1 | 0 | 0 | 0 | 1 | Diesel |  | 130 | 96.941 | 2022-02-28 | 41.30 | 2022-02-28 | 45.90 | 4.6 | 445.9286 | 0.40508 | 32.8368 | -117.1577 | 1 | rooftop | 7490 | Copley Park Pl |  |  | San Diego | CA | San Diego County | 92111 | US | San Diego Geographic Information Source - JPA
APCD2011-PTO-000927 | Active | 2011-08-04 | [34H] California Certified Emergency Standby Engine | Palomar Medical Center West | John Cheney | 2195 Citracado Pkwy Escondido, CA | 92029 | D | Emergency Engine Generator: Cummins Diesel Engine, Model QSK60-G6 rated at 2922 bhp, S/N 33179406 Model Year 2010, EPA Tier 2 Certified Engine, Family Number ACEXL060. AAD, turbocharged and aftercooled, driving a 2000 kw electrical generator. (Backup Generator #1) | 1 | 0 | 0 | 0 | 1 | Diesel | 2000 | 922 | 2000 | 2021-12-31 | 193.80 | 2022-01-25 | 206.30 | 12.5 | 25000 | 22.7098 | 33.1234 | -117.1197 | 1 | rooftop | 2195 | Citracado Pkwy |  |  | Escondido | CA | San Diego County | 92029 | US | San Diego Geographic Information Source - JPA
APCD2011-PTO-000928 | Active | 2011-08-04 | [34H] California Certified Emergency Standby Engine | Palomar Medical Center West | John Cheney | 2195 Citracado Pkwy Escondido, CA | 92029 | D | Emergency Engine Generator: Cummins Diesel Engine, Model QSK60-G6, rated at 2922 bhp, S/N 33179408, Model Year 2010, EPA Tier 2 Certified Engine, Family Number ACEXL060.ADD, turbocharged and aftercooled, driving a 2000 kw electrical generator. (Backup Generator #2) | 1 | 0 | 0 | 0 | 1 | Diesel | 2000 | 2922 | 2000 | 2021-12-31 | 177.70 | 2022-01-26 | 188.00 | 10.3 | 20600 | 18.7129 | 33.1234 | -117.1197 | 1 | rooftop | 2195 | Citracado Pkwy |  |  | Escondido | CA | San Diego County | 92029 | US | San Diego Geographic Information Source - JPA
APCD2011-PTO-000929 | Active | 2011-08-04 | [34H] California Certified Emergency Standby Engine | Palomar Medical Center West | John Cheney | 2195 Citracado Pkwy Escondido, CA | 92029 | D | Emergency Engine Generator: Cummins Diesel Engine, Model QSK60-G6, rated at 2922 bhp, S/N 33179452, Model Year 2010, EPA Tier 2 Certified Engine, Family Number ACEXL060. ADD, turbocharged and aftercooled, driving a 2000 kw electrical generator. (Backup Generator #3) | 1 | 0 | 0 | 0 | 1 | Diesel | 2000 | 2922 | 2000 | 2021-12-31 | 181.00 | 2022-01-26 | 191.10 | 10.1 | 20200 | 18.3495 | 33.1234 | -117.1197 | 1 | rooftop | 2195 | Citracado Pkwy |  |  | Escondido | CA | San Diego County | 92029 | US | San Diego Geographic Information Source - JPA
APCD2011-PTO-000930 | Active | 2011-08-04 | [34H] California Certified Emergency Standby Engine | Palomar Medical Center West | John Cheney | 2195 Citracado Pkwy Escondido, CA | 92029 | D | Emergency Engine Generator: Cummins Diesel Engine, Model QSK60-G6, rated at 2922 bhp, S/N 33179303, Model Year 2010, EPA Tier 2, Certified Engine, Family Number ACEX060. AAD, turbocharged and aftercooled, driving a 2000 kw electrical generator. (Backup Generator #5) | 1 | 0 | 0 | 0 | 1 | Diesel | 2000 | 2922 | 2000 | 2021-12-31 | 182.40 | 2022-01-26 | 194.20 | 11.8 | 23600 | 21.4381 | 33.1234 | -117.1197 | 1 | rooftop | 2195 | Citracado Pkwy |  |  | Escondido | CA | San Diego County | 92029 | US | San Diego Geographic Information Source - JPA
APCD2011-PTO-000931 | Active | 2011-08-04 | [34H] California Certified Emergency Standby Engine | Sea World San Diego | Steve Melanese | 500 Sea World Dr San Diego, CA | 92109 | I | Diesel Engine Generator: Cummins; model QSL9-G2, NR3; serial number 73236448; Engine Family BCEXL0540AAB; tier 3 certified; 364 bhp rated; turbocharged with charge air cooler; driving a 175 kW generator | 1 | 0 | 0 | 0 | 1 | Diesel | 175 | 364 | 175 | [5 empty] | 0 | 0 | 32.7611 | -117.2219 | 1 | range_interpolation | 500 | Sea World Dr |  |  | San Diego | CA | San Diego County | 92109 | US | TIGER/LineÂ® dataset from the US Census Bureau
APCD2011-PTO-000932 | Active | 2011-08-05 | [34H] California Certified Emergency Standby Engine | HCP Torreyana LLC | Rob Admire | 11095 Torreyana Rd San Diego, CA | 92121 | G | Emergency Engine Generator: John Deere Diesel Engine, Model 6068HF285, 237 bhp, S/N PE 6068L160483, Model Year 2011, turbocharged, EPA Tier 3, Certified Engine, Family Number BJDXL06.8104, driving a 155 kW generator | 1 | 0 | 0 | 0 | 1 | Diesel | 155 | 237 | 155 | 2021-11-16 | 76.20 | 2021-11-16 | 85.70 | 9.5 | 1472.5 | 1.3376 | 32.9066 | -117.2369 | 1 | rooftop | 11095 | Torreyana Rd |  |  | San Diego | CA | San Diego County | 92121 | US | San Diego Geographic Information Source - JPA
APCD2011-PTO-000933 | Active | 2011-08-09 | [34H] California Certified Emergency Standby Engine | Defense Commissary Agency | Ann Price | 1500 13th St NOLF Imperial Beach, CA | 91932 | O | Stationary Emergency Diesel Engine: IVECO SPA / F4GE9685A*J, S/N: J602-00819658, 198 hp, EPA certified Tier 3, Family #BVEXL06.7DGB, turbocharged, aftercooled, driving an emergency generator. | 1 | 0 | 0 | 0 | 1 | Diesel |  | 198 | 147.6486 | [5 empty] | 0 | 0 | 32.5694 | -117.1053 | 0.9 | nearest_rooftop_match | 1497 | 13th St |  |  | Imperial Beach | CA | San Diego County | 91932 | US | San Diego Geographic Information Source - JPA
APCD2011-PTO-000934 | Active | 2011-08-10 | [34H] California Certified Emergency Standby Engine | International Boundary & Water Commission | Project Manager | 2995 Clearwater Wy San Diego, CA | 92154 | S | Emergency Diesel Engine Generator: Detroit Diesel; model T1638A36 16V4000 G43; serial number 5272010083; Engine Family AMDDL95.4XTR; tier 2 certified; 3057 bhp rated; turbocharged with charge air cooler; driving a 2000 kW generator | 1 | 0 | 0 | 0 | 1 | Diesel | 2000 | 57 | 2000 | 2021-07-21 | 180.20 | 2021-07-21 | 190.70 | 10.5 | 21000 | 19.0763 | 32.7241 | -117.1709 | 0.5 | place |  |  |  |  | San Diego | CA | San Diego County | 92101 | US | TIGER/LineÂ® dataset from the US Census Bureau
APCD2011-PTO-000935 | Active | 2011-08-10 | [34H] California Certified Emergency Standby Engine | Sweetwater Authority (Perdue Water Treatment Plant) | Owner Manager | 100 Lakeview Ave Spring Valley, CA | 91977 | K | Emergency standby engine: Mitsubishi diesel engine, Model S12A2-Y2PTAW-2, S/N 26990, rated at 1207 bhp, Model Year 2010, EPA Tier 2 certified of Engine Family Number AMVXL33.9BBA, driving a 750 kW generator. (APCD2011-APP-001552/CCN/August 2011) | 1 | 0 | 0 | 0 | 1 | Diesel | 750 | 1207 | 750 | 2021-10-07 | 42.70 | 2021-10-07 | 44.20 | 1.5 | 1125 | 1.0219 | 32.6922 | -117.0094 | 1 | range_interpolation | 100 | Lakeview Ave |  |  | Spring Valley | CA | San Diego County | 91977 | US | TIGER/LineÂ® dataset from the US Census Bureau
APCD2011-PTO-000938 | Active | 2011-08-16 | [34H] California Certified Emergency Standby Engine | Vantage Pointe Apartments | Owner Manager | 917 A St San Diego, CA | 92101 | N | Emergency Engine Generator: Cummins Diesel Engine, Model QST30-G5 NR2, rated at 1490 hp, S/N 37232619, turbocharged and aftercooled, Model Year 2007, Tier 2 Certified, Engine family Number 7CEXL030.AAD, driving a 900 kw generator, equipped with a verified Johnson Matthey Continously Regenerated Technology (CRT) filter Model CRT5-H-RI-SS-14. | 1 | 0 | 0 | 0 | 1 | Diesel | 900 | 1490 | 900 | 2021-12-17 | 183.00 | 2022-03-21 | 199.00 | 16 | 14400 | 13.0809 | 32.7187 | -117.1564 | 1 | range_interpolation | 917 | A St |  |  | San Diego | CA | San Diego County | 92101 | US | TIGER/LineÂ® dataset from the US Census Bureau
APCD2011-PTO-000939 | Active | 2011-08-16 | [34H] California Certified Emergency Standby Engine | Ionis Pharmaceuticals Inc | Rick White | 2280 Faraday Ave Carlsbad, CA | 92008 | C | Emergency Diesel Engine Generator: John Deere; model 6068HF285; serial number PE6068L160480; Engine Family AJDXL06.8104; Tier 3 certified; 237 bhp rated; turbocharged with charge air cooler; driving a 155 kW generator. | 1 | 0 | 0 | 0 | 1 | Diesel | 155 | 237 | 155 | 2022-06-07 | 137.10 | 2022-06-07 | 143.50 | 6.4 | 992 | 0.90113 | 33.1351 | -117.2777 | 1 | rooftop | 2280 | Faraday Ave |  |  | Carlsbad | CA | San Diego County | 92008 | US | San Diego Geographic Information Source - JPA
APCD2011-PTO-000940 | Active | 2011-08-18 | [34H] California Certified Emergency Standby Engine | Padre Dam Municipal Water District | Don Meier | 3425 E Victoria Dr Alpine, Ca | 91901 | H | Emergency Engine Generator: Detroit Diesel Corporation, Model Series 60 , S/N 06R1039483, rated at 685 hp, Model Year 2010, EPA Tier 3 Certified Engine, Engine Family Number ADDXL14.OVLD, driving a 355 kw generator. | 1 | 0 | 0 | 0 | 1 | Diesel | 355 | 685 | 355 | 2022-01-01 | 170.30 | 2022-01-01 | 173.20 | 2.9 | 1029.5 | 0.93519 | 32.8432 | -116.7482 | 1 | rooftop | 3425 | E Victoria Dr |  |  | Alpine | CA | San Diego County | 91901 | US | San Diego Geographic Information Source - JPA
APCD2011-PTO-000949 | Active | 2011-08-31 | [34H] California Certified Emergency Standby Engine | The Irvine Company |  | Symphony Tower,750 B St #1200 San Diego, CA | 92101 | N | Emergency Diesel Fire Pump Engine: Cummins; model CFP5E-F20; S/N 73245941; Engine Family ACEXL0275AAG; tier 3 certified; 118 bhp rated @ 2350 rpm; turbocharged with charge air cooler; driving a 750 gpm fire pump | 1 | 0 | 0 | 0 | 1 | Diesel |  | 118 | 87.9926 | 2021-08-11 | 174.60 | 2021-08-11 | 189.90 | 15.3 | 1346.2868 | 1.223 | 32.7181 | -117.1579 | 1 | rooftop | 750 | B St | Ste | 1200 | San Diego | CA | San Diego County | 92101 | US | San Diego Geographic Information Source - JPA
APCD2011-PTO-000950 | Active | 2011-08-31 | [34C] Emergency Standby Engine | City of San Diego | Dwayne Abbey | 2723 De Anza Rd San Diego, CA | 92109 | I | Emergency Engine: General Motors, Model Vortec 8.1 L, 162 BHP, natural gas fired, S/N 08423; equipped with a catalytic converter, Johnson Matthey, Model CXX6-4 (Bandito), S/N 173-318-2879. | 0 | 0 | 1 | 0 | 1 | Natural Gas |  | 162 | 120.8034 | 2021-08-13 | 85.70 | 2021-08-13 | 90.20 | 4.5 | 543.6153 | 0.3948 | 32.7984 | -117.2158 | 1 | rooftop | 2723 | DE Anza Rd |  |  | San Diego | CA | San Diego County | 92109 | US | San Diego Geographic Information Source - JPA
APCD2011-PTO-000954 | Active | 2011-09-06 | [34W] Registered Engine (Rule 12) | San Diego Fire Rescue | Station Shift Captain | 4011 32nd St San Diego, CA | 92104 | K | Registration of Existing Standby Engine, Model: 91A 038855, 55HP, S/N: 0874, first operaten in San Diego: 1994, Year of manufacture: 1991, Original App# APCD2009-CER-000108 | 0 | 0 | 0 | 0 | 0 | Unknown |  | 55 | 41.0135 | 2021-12-28 | 483.40 | 2022-03-22 | 498.20 | 14.8 | 606.9998 | 0 | 32.7507 | -117.1249 | 1 | rooftop | 4011 | 32nd St |  |  | San Diego | CA | San Diego County | 92104 | US | San Diego Geographic Information Source - JPA
APCD2011-PTO-000955 | Active | 2011-09-06 | [34W] Registered Engine (Rule 12) | San Diego Fire Rescue | Station Shift Captain | 4676 Felton St San Diego, CA | 92116 | K | Registration of Existing Diesel Standby Engine Cummins, Model: 4B.39, S/N: 4425 7696, Rating: 66Hp, First operated in San Diego County: 1994, Year of Manufacture: 1985, Original App# APCD2009-CER-000107 | 1 | 0 | 0 | 0 | 1 | Diesel |  | 66 | 49.2162 | 2021-12-26 | 361.80 | 2022-05-20 | 393.90 | 32.1 | 1579.84 | 1.4351 | 32.7628 | -117.1221 | 1 | rooftop | 4676 | Felton St |  |  | San Diego | CA | San Diego County | 92116 | US | San Diego Geographic Information Source - JPA
APCD2011-PTO-000956 | Active | 2011-09-07 | [34W] Registered Engine (Rule 12) | San Diego Fire Rescue | Station Shift Captain | 13077 Hartfield Ave San Diego, CA | 92130 | M | Registration of Existing Diesel Standby Engine John Deere, Model: 4039DF001, S/N:T04039D350285, Rating: 66 HP, First operated in San Diego County: 1994, Year of Manufacture: 1991, Original App# APCD2009-CER-000110 | 1 | 0 | 0 | 0 | 1 | Diesel |  | 66 | 49.2162 | [5 empty] | 0 | 0 | 32.9562 | -117.2292 | 1 | rooftop | 13077 | Hartfield Ave |  |  | San Diego | CA | San Diego County | 92130 | US | San Diego Geographic Information Source - JPA
APCD2011-PTO-000962 | Active | 2011-09-14 | [34H] California Certified Emergency Standby Engine | Commander Navy Region SW | Marvin Johnson | Naval Air Station North Island Coronado, CA | 92155 | O | Emergency standby engine: John Deere diesel engine, Model 5030HF285, S/N PE5030L037019, rated at 97 bhp, Model Year 2010, EPA Tier 3 certified of Engine Family Number AJDXL03.0113G, driving a 72 kW generator. (APCD201-APP-001205/CCN/Sept 2011) | 1 | 0 | 0 | 0 | 1 | Diesel | 72 | 97 | 72 | 2021-08-27 | 26.10 | 2022-07-07 | 35.00 | 8.9 | 640.8 | 0.5821 | 32.6992 | -117.2096 | 1 | place |  |  |  |  | Coronado | CA | San Diego County | 92118 | US | TIGER/LineÂ® dataset from the US Census Bureau
APCD2011-PTO-000963 | Active | 2011-09-14 | [34H] California Certified Emergency Standby Engine | Gil Q Galloway Properties LLC | Gil Galloway | 303 Santa Fe Dr Encinitas, CA | 92024 | E | Emergency standby engine: John Deere diesel engine, Model 5030HF285G, S/N PE5030LO15034, rated at 93 bhp, Model Year 2009, Tier 3 certified of Engine Family Number 9JDXL03.0113, turbocharged, aftercooled, driving a 60 KW generator. (APCD2009-APP-988140/CCN/Sept 2011) | 1 | 0 | 0 | 0 | 1 | Diesel | 60 | 93 | 60 | 2022-01-01 | 380.60 | 2022-01-01 | 381.90 | 1.3 | 78 | 0.070855 | 33.036 | -117.2852 | 1 | rooftop | 303 | Santa Fe Dr |  |  | Encinitas | CA | San Diego County | 92024 | US | San Diego Geographic Information Source - JPA
APCD2011-PTO-000968 | Active | 2011-09-21 | [34H] California Certified Emergency Standby Engine | Sanford Consortium for Regenerative Medicine | Louis Coffman | 2880 Torrey Pines Scenic Dr La Jolla, Ca | 92037 | I | Emergency Diesel Engine Generator: MTU Detroit Diesel; model 12V4000G43 3D; serial number 526105115; Engine Family AMDDL95.4XTR, tier 2 certified; 2328 bhp rated; turbocharged with charge air cooler; driving a 1250 kW generator | 1 | 0 | 0 | 0 | 1 | Diesel | 250 | 328 | 250 | 2021-05-25 | 57.54 | 2021-05-25 | 62.24 | 4.7 | 1175 | 1.0674 | 32.8894 | -117.2462 | 1 | rooftop | 2880 | Torrey Pines Scenic Dr |  |  | LA Jolla | CA | San Diego County | 92037 | US | San Diego Geographic Information Source - JPA
APCD2011-PTO-000969 | Active | 2011-09-21 | [34H] California Certified Emergency Standby Engine | Tanvex BioPharma USA, Inc. | Sumner Tison | 10421 Pacific Center Ct 2nd Floor San Diego, CA | 92121 | G | Emergency Diesel Engine Generator: John Deere; model 4045HF285I; serial number PE4045L175531; Engine Family BJDXL06.8117; tier 3 certified; 158 bhp rated; turbocharged with charge air cooler; driving a 100 kW generator | 1 | 0 | 0 | 0 | 1 | Diesel | 100 | 158 | 100 | 2021-05-06 | 110.60 | 2022-06-17 | 125.40 | 14.8 | 1480 | 1.3444 | 32.9065 | -117.1872 | 1 | rooftop | 10421 | Pacific Center Ct | Fl | 2 | San Diego | CA | San Diego County | 92121 | US | Sandoval
APCD2011-PTO-000971 | Active | 2011-09-27 | [34H] California Certified Emergency Standby Engine | Coronado Shores Condominium Association #8 | Alan Aegerter | 1810 Avenida del Mundo Coronado, CA | 92118 | O | Emergency fire pump engine: John Deere diesel engine, Model 6068HFC28D, S/N PE6068L123095, rated at 197 bhp at 2,100 rpm, Model Year 2010, EPA Tier 3 certified of Engine Family Number AJDXL06.8104, driving a 750 gpm and 153 psi water pump. | 1 | 0 | 0 | 0 | 1 | Diesel |  | 197 | 146.9029 | 2021-06-02 | 66.60 | 2022-07-08 | 74.30 | 7.7 | 1131.1523 | 1.0275 | 32.6759 | -117.1725 | 1 | rooftop | 1810 | Avenida Del Mundo |  |  | Coronado | CA | San Diego County | 92118 | US | San Diego Geographic Information Source - JPA
APCD2011-PTO-000973 | Active | 2011-09-27 | [34H] California Certified Emergency Standby Engine | ROF IV OTCC LLC | Lauren Forment | 5750 Fleet St Carlsbad, CA | 92008 | C | Emergency standby engine: John Deere diesel engine, Model 6068HF285, S/N PE6068L109117, rated at 237 bhp, Model Year 2010, EPA Tier 3 certified of Engine Family Number AJDXL06.8104, driving a 150 kW generator. | 1 | 0 | 0 | 0 | 1 | Diesel | 150 | 237 | 150 | 2022-07-14 | 25.20 | 2022-07-14 | 25.60 | 0.4 | 60 | 0.054504 | 33.1284 | -117.3162 | 1 | range_interpolation | 5750 | Fleet St |  |  | Carlsbad | CA | San Diego County | 92008 | US | TIGER/LineÂ® dataset from the US Census Bureau
APCD2011-PTO-000974 | Active | 2011-09-27 | [34H] California Certified Emergency Standby Engine | Jenny Craig | Carlton Jordan | 5770 Fleet St Carlsbad, CA | 92008 | C | Emergency standby engine: Volvo diesel engine, Model TAD1641GE, S/N D16*042071*C3*A, rated at 757 bhp, Model Year 2009, EPA Tier 2 certified of Engine Family Number 9VPXL16.1ACB, driving a 500 kW generator. | 1 | 0 | 0 | 0 | 1 | Diesel | 500 | 757 | 500 | 2021-10-22 | 139.30 | 2021-10-22 | 140.40 | 1.1 | 550 | 0.49962 | 33.1273 | -117.3156 | 1 | range_interpolation | 5770 | Fleet St |  |  | Carlsbad | CA | San Diego County | 92008 | US | TIGER/LineÂ® dataset from the US Census Bureau
APCD2011-PTO-000975 | Active | 2011-09-27 | [34H] California Certified Emergency Standby Engine | Palomar Medical Center West | John Cheney | 2195 Citracado Pkwy Escondido, CA | 92029 | D | Emergency Engine Generator: Cummins Diesel Engine, Model QSK60-G6 rated at 2922 bhp, S/N 33179294, Model Year 2010, EPA Tier 2 Certified Engine, Family Number ACEXL060. AAD, turbocharged and aftercooled, driving a 2000 kw electrical generator. (Backup Generator #6) | 1 | 0 | 0 | 0 | 1 | Diesel | 2000 | 922 | 2000 | 2021-12-13 | 197.80 | 2021-12-13 | 208.10 | 10.3 | 20600 | 18.7129 | 33.1234 | -117.1197 | 1 | rooftop | 2195 | Citracado Pkwy |  |  | Escondido | CA | San Diego County | 92029 | US | San Diego Geographic Information Source - JPA
APCD2011-PTO-000979 | Active | 2011-09-28 | [34H] California Certified Emergency Standby Engine | BMR-Bunker Hill LP | Owner Manager | 3030 Bunker Hill St San Diego, CA | 92109 | I | Emergency Diesel Engine Generator: Detroit Diesel; model 6063-HV35; serial number 06R1042228; Engine Family ADDXL14.0VLD; tier 3 certified; 685 bhp rated; turbocharged with charge air cooler and exhaust gas recirculation; driving a 450 kW generator | 1 | 0 | 0 | 0 | 1 | Diesel | 450 | 685 | 450 | 2021-12-31 | 115.50 | 2022-06-21 | 140.40 | 24.9 | 11205 | 10.1785 | 32.8039 | -117.215 | 1 | rooftop | 3030 | Bunker Hill St |  |  | San Diego | CA | San Diego County | 92109 | US | San Diego Geographic Information Source - JPA
APCD2011-PTO-000981 | Active | 2011-09-28 | [34H] California Certified Emergency Standby Engine | The Home Depot #6612 | Store Manager | 1550 W Valley Parkway Escondido, CA | 92029 | D | Emergency Diesel Engine Generator: John Deere; Model 6068HF285; Serial Number PE6068L134912; Engine Family AJDXL06.8104; tier 3 certified; 237 bhp rated; turbocharged with charge air cooler; driving a 150 kW generator | 1 | 0 | 0 | 0 | 1 | Diesel | 150 | 237 | 150 | [5 empty] | 0 | 0 | 33.1105 | -117.1052 | 1 | rooftop | 1550 | W Valley Pkwy W |  |  | Escondido | CA | San Diego County | 92029 | US | San Diego Geographic Information Source - JPA
APCD2011-PTO-000982 | Active | 2011-09-29 | [34H] California Certified Emergency Standby Engine | US Customs & Border Protection | Vincent Kaparic | Mile Marker 67.5 Interstate (5) San Clemente, CA | 92055 | A | Emergency Diesel Engine: John Deere, Model JU4H-UFADJ2, 99 BHP, S/N PE4045N028096, Engine Family LJDXL04.5141, Tier 3 certified; driving a 74-kW emergency fire pump. 0.3-ft. diameter stack located 10 ft. above ground. | 1 | 0 | 0 | 0 | 1 | Diesel | 74 | 99 | 74 | [5 empty] | 0 | 0 | 33.4012 | -117.5947 | 0.66 | nearest_rooftop_match | 105 | Ave San Diego |  | 5 | San Clemente | CA | Orange County | 92672 | US | Orange
APCD2011-PTO-000984 | Active | 2011-10-04 | [34H] California Certified Emergency Standby Engine | Commander Navy Region Southwest |  | Bldg. 350, Naval Amphibious Base Coronado Coronado, CA | 92155 | O | Emergency Diesel Fire Pump Engine: John Deere; model 4045HFC28; serial number PE4045L168137; Model Year 2011; Engine Family BJDXL06.8105; tier 3 certified; 100 bhp rated at 1760 rpm; turbocharged with charge air cooler; driving a 1000 gpm fire pump | 1 | 0 | 0 | 0 | 1 | Diesel |  | 100 | 74.57 | 2022-04-21 | 41.20 | 2022-04-21 | 42.50 | 1.3 | 96.941 | 0.088061 | 32.6992 | -117.2096 | 0.5 | place |  |  |  |  | Coronado | CA | San Diego County | 92118 | US | TIGER/LineÂ® dataset from the US Census Bureau
APCD2011-PTO-000985 | Active | 2011-10-04 | [34H] California Certified Emergency Standby Engine | ScaleMatrix | Mark Ortenzi | 5775 Kearney Villa Rd San Diego, CA | 92123 | J | Emergency Diesel Engine Generator: MTU, Model 16V4000G84S, 3,353 BHP, S/N 5482000536, Engine Family LMDDL95.4GTZ, Tier 2 certified; driving a 2,250-kW emergency electrical generator. 0.8-ft. diameter stack located 12 ft. above ground. Annual testing and maintenance limit: 21 hours. | 1 | 0 | 0 | 0 | 1 | Diesel | 250 | 353 | 250 | 2022-01-01 | 0.60 | 2022-01-01 | 8.60 | 8 | 2000 | 1.8168 | 32.8376 | -117.1327 | 1 | rooftop | 5775 | Kearny Villa Rd |  |  | San Diego | CA | San Diego County | 92123 | US | San Diego Geographic Information Source - JPA
APCD2011-PTO-000986 | Active | 2011-10-04 | [34H] California Certified Emergency Standby Engine | ScaleMatrix | Mark Ortenzi | 5775 Kearney Villa Rd San Diego, CA | 92123 | J | Emergency Diesel Engine #1: MTU Detroit Diesel, Model 16V4000G83, 3353 BHP, Model Year 2014, S/N 5272011836, Tier 2 certified, Family No. AMDDL95.4XTR, driving an electric generator.. | 1 | 0 | 0 | 0 | 1 | Diesel |  | 3353 | 2500.3321 | 2022-01-01 | 5.60 | 2022-01-01 | 20.40 | 14.8 | 37004.9151 | 33.615 | 32.8376 | -117.1327 | 1 | rooftop | 5775 | Kearny Villa Rd |  |  | San Diego | CA | San Diego County | 92123 | US | San Diego Geographic Information Source - JPA
APCD2011-PTO-000987 | Active | 2011-10-06 | [34H] California Certified Emergency Standby Engine | Rancho Pauma Mutual Water Company | General Manager | Wiskon Way Well #14 Pauma Valley, CA | 92061 | B | Emergency Engine Generator: John Deere Diesel Engine, Model 6068HF285, S/N PE6068L043908, 197 bhp, Tier 3 Certified, Family # 8JDXL06.8104, Model Year 2008, Turbocharged, Air-to-Air Intercooler, driving a 147 KW generator. | 1 | 0 | 0 | 0 | 1 | Diesel | 147 | 197 | 147 | 2021-07-29 | 110.10 | 2022-06-09 | 118.40 | 8.3 | 1220.1 | 1.1083 | 33.3005 | -116.9781 | 1 | street_center |  | Wiskon Way |  |  | Pauma Valley | CA | San Diego County | 92061 | US | TIGER/LineÂ® dataset from the US Census Bureau
APCD2011-PTO-000992 | Active | 2011-10-07 | [34H] California Certified Emergency Standby Engine | Pomerado Hospital |  | 15615 Pomerado Rd Poway, CA | 92064 | F | Emergency standby engine #1: Cummins diesel engine, Model QSK50-G4, S/N 33175139, rated at 1980 bhp, Model year 2008, Tier 2 certiifed of Engine Family Number 8CEXL050.AAD, turbocharged, aftercooled, driving a 1250 kW generator. | 1 | 0 | 0 | 0 | 1 | Diesel | 250 | 1980 | 250 | 2022-04-20 | 248.60 | 2022-04-20 | 256.50 | 7.9 | 1975 | 1.7941 | 32.9965 | -117.0573 | 1 | rooftop | 15615 | Pomerado Rd |  |  | Poway | CA | San Diego County | 92064 | US | San Diego Geographic Information Source - JPA
APCD2011-PTO-000993 | Active | 2011-10-07 | [34H] California Certified Emergency Standby Engine | Pomerado Hospital |  | 15615 Pomerado Rd Poway, CA | 92064 | F | Emergency standby engine #2: Cummins diesel engine, Model QSK50-G4, S/N 33175241, rated at 1980 bhp, Model Year 2008, Tier 2 certiifed of Engine Family Number 8CEXL050.AAD, turbocharged, aftercooled, driving a 1250 kW generator. | 1 | 0 | 0 | 0 | 1 | Diesel | 250 | 1980 | 250 | 2022-04-20 | 254.10 | 2022-04-20 | 261.70 | 7.6 | 1900 | 1.7259 | 32.9965 | -117.0573 | 1 | rooftop | 15615 | Pomerado Rd |  |  | Poway | CA | San Diego County | 92064 | US | San Diego Geographic Information Source - JPA
APCD2011-PTO-000994 | Active | 2011-10-07 | [34H] California Certified Emergency Standby Engine | Quidel Corporation | Ken Dryden | 10165 McKellar Ct San Diego, CA | 92121 | G | Emergency standby engine: Caterpillar diesel engine, Model C9 ATAAC, S/N S9L03950, rated at 374 bhp, Model Year 2010, EPA Tier 3 certified of Engine Family Number ACPXL08.8ESX, driving a 200 KW generator. (APCD2011-APP-001654/CCN/Oct 2011) | 1 | 0 | 0 | 0 | 1 | Diesel | 200 | 374 | 200 | 2021-12-31 | 108.50 | 2022-02-08 | 120.70 | 12.2 | 2440 | 2.2165 | 32.7241 | -117.1709 | 0.5 | place |  |  |  |  | San Diego | CA | San Diego County | 92101 | US | TIGER/LineÂ® dataset from the US Census Bureau
APCD2011-PTO-000996 | Active | 2011-10-11 | [34H] California Certified Emergency Standby Engine | Coorstek Vista Inc | Brijesh Sahota | 2065 Thibodo Rd Vista, CA | 92081 | B | Emergency Diesel Engine Generator: Perkins Engine; model C4.4 (caterpillar D100-6); serial number E5M02876; Engine Family BPKXL04.4NJ1; tier 3 certified; 156 bhp rated; turbocharged with charge air cooler; driving a 100 kW generator | 1 | 0 | 0 | 0 | 1 | Diesel | 100 | 156 | 100 | 2022-03-03 | 0.00 | 2022-03-03 | 0.00 | 0 | 0 | 0 | 33.1675 | -117.219 | 1 | rooftop | 2065 | Thibodo Rd |  |  | Vista | CA | San Diego County | 92081 | US | San Diego Geographic Information Source - JPA
APCD2011-PTO-000997 | Active | 2011-10-14 | [34H] California Certified Emergency Standby Engine | Alere San Diego | Owner Manager | 5995 Pacific Center Blvd Suite 108 San Diego, CA | 92121 | G | Emergency standby engine: Daewoo diesel engine, Model P222LE, S/N EAYOA100045, rated at 883 PS (metric horsepower), Model Year 2001, Tier 1 certified of Engine Family Number 1DWXL21.9AYA, turbocharged, aftercooled, driving a 649 kW generator. | 1 | 0 | 0 | 0 | 1 | Diesel | 649 | Unknown | 649 | 2021-12-30 | 227.40 | 2021-12-30 | 237.10 | 9.7 | 6295.3 | 5.7186 | 32.9079 | -117.1877 | 1 | rooftop | 5995 | Pacific Center Blvd | Ste | 108 | San Diego | CA | San Diego County | 92121 | US | San Diego Geographic Information Source - JPA
APCD2011-PTO-000998 | Active | 2011-10-17 | [34C] Emergency Standby Engine | Northgate Market | Santos Lacuesta | 5403 University Av San Diego, CA | 92105 | K | Stationary Emergency Natural Gas Engine: General Motors; Model Vortec 4.3; S/N 4.3L-62250; Model Year 2011 EPA Certified, Engine Family BPSIB4.302ED; 56 bhp; Equipped with an Air/Fuel Ratio Controller and Three-Way Catalyst, Make/Model CleanAIR ASSURE; Driving A 42kW Electrical Generator. | 0 | 0 | 1 | 0 | 1 | Natural Gas | 42 | 56 | 42 | 2021-10-12 | 440.80 | 2021-10-12 | 447.80 | 7 | 294 | 0.21352 | 32.7471 | -117.0786 | 1 | rooftop | 5403 | University Ave |  |  | San Diego | CA | San Diego County | 92105 | US | San Diego Geographic Information Source - JPA
APCD2011-PTO-000999 | Active | 2011-10-18 | [34H] California Certified Emergency Standby Engine | Guest Services Senior Living LLC | Evelyn Delgado | 1863 Devon Pl Vista, CA | 92084 | B | Emergency Engine: Cummins, Model QSL9-G2 NR3, 364 BHP, diesel fired, turbocharged, aftercooled, S/N 73195339, Engine Family No. BCEXL0540AAB. Tier 3. | 1 | 0 | 0 | 0 | 1 | Diesel |  | 364 | 271.4348 | 2022-04-11 | 104.60 | 2022-04-11 | 107.30 | 2.7 | 732.874 | 0.66574 | 33.1751 | -117.2102 | 1 | rooftop | 1863 | Devon Pl |  |  | Vista | CA | San Diego County | 92084 | US | San Diego Geographic Information Source - JPA
APCD2011-PTO-001000 | Active | 2011-10-19 | [34H] California Certified Emergency Standby Engine | Torrey Plaza by Breakthrough | Susie Harbroth | 10955 Vista Sorrento Py #300 San Diego, CA | 92130 | M | Emergency Diesel Engine Generator: John Deere; model 6090HFG85; serial number RG6090L102901; Engine Family BJDXL09.0114; tier 3 certified; 463 bhp rated; turbocharged with charge air cooler; driving a 300 kW generator | 1 | 0 | 0 | 0 | 1 | Diesel | 300 | 463 | 300 | 2021-12-31 | 166.00 | 2022-08-24 | 177.70 | 11.7 | 3510 | 3.1885 | 32.9159 | -117.2287 | 1 | rooftop | 10955 | Vista Sorrento Pkwy | Ste | 300 | San Diego | CA | San Diego County | 92130 | US | Sandoval
APCD2011-PTO-001005 | Active | 2011-10-25 | [34H] California Certified Emergency Standby Engine | The Home Depot | Store Manager | 1001 N El Camino Real Encinitas, CA | 92024 | E | Emergency Diesel Engine Generator: John Deere; model 6068HF285; serial number PE6068L130497; Engine Family AJDXL06.8104; tier 3 certified; 237 bhp rated; turbocharged with charge air cooler; driving a 150 kW generator | 1 | 0 | 0 | 0 | 1 | Diesel | 150 | 237 | 150 | [5 empty] | 0 | 0 | 33.0664 | -117.261 | 1 | rooftop | 1001 | N El Camino Real N |  |  | Encinitas | CA | San Diego County | 92024 | US | San Diego Geographic Information Source - JPA
APCD2011-PTO-001007 | Active | 2011-10-27 | [34H] California Certified Emergency Standby Engine | Del Mar City of Public Works Dept | Eric Minicilli | 201 21st St Del Mar, CA | 92014 | E | Stationary Emergency Diesel Engine: Iveco-FTP model F3BE9685A-E, S/N: E003-158821, 530 hp, Tier 3 certified of Family #AVEXL12.9IGR, turbocharged, aftercooled, driving a generator. | 1 | 0 | 0 | 0 | 1 | Diesel |  | 530 | 395.221 | [5 empty] | 0 | 0 | 32.967 | -117.2668 | 1 | range_interpolation | 201 | 21st St |  |  | Del Mar | CA | San Diego County | 92014 | US | TIGER/LineÂ® dataset from the US Census Bureau
APCD2011-PTO-001010 | Active | 2011-11-01 | [34H] California Certified Emergency Standby Engine | Fallbrook Public Utility District - Red Mountain | Owni Toma | 1307 Red Mountain Dam Drive Fallbrook, CA | 92028 | A | Emergency standby engine: Cummins diesel engine, Model QSX15-G9, S/N 32066582, Engine No. 79379533, rated at 755 bhp, Model year 2009, Tier 2 certified of Engine Family Number 9CEXL015.AAJ, driving a 350 KW generator. | 1 | 0 | 0 | 0 | 1 | Diesel | 350 | 755 | 350 | 2021-07-29 | 251.50 | 2021-07-29 | 265.50 | 14 | 4900 | 4.4511 | 33.3928 | -117.1894 | 0.74 | nearest_rooftop_match | 1366 | Red Mountain Dam Dr |  |  | Fallbrook | CA | San Diego County | 92028 | US | San Diego Geographic Information Source - JPA
APCD2011-PTO-001011 | Active | 2011-11-02 | [34H] California Certified Emergency Standby Engine | Allcom Electric Inc | Owner Manager | 2875 Cowley Wy San Diego, CA | 92110 | I | Emergency Engine Generator: Cummins Diesel Engine, Model QSB7-G3N3, Rated at 250 BHP, Model Year 2011, S/N 73292899, EPA Tier 3 Certified Engine, Family Number BCEXL0409AAB, turbocharged and aftercooled, driving a 100kw Electrical Generator. | 1 | 0 | 0 | 0 | 1 | Diesel | 100 | 250 | 100 | 2021-12-31 | 91.60 | 2022-05-12 | 99.00 | 7.4 | 740 | 0.67221 | 32.7939 | -117.1911 | 1 | rooftop | 2875 | Cowley Way |  |  | San Diego | CA | San Diego County | 92110 | US | San Diego Geographic Information Source - JPA
APCD2011-PTO-001015 | Active | 2011-11-03 | [34H] California Certified Emergency Standby Engine | Cuyamaca College |  | 900 Rancho San Diego Parkway El Cajon, CA | 92019 | L | Emergency Diesel Engine Generator: John Deere; model 5030HF285G; serial number PE5030L058285; Engine Family BJDXL03.0113; tier 3 certified; 96 bhp rated; turbocharged with charge air cooler, equipped with a Diesel Particulate Filter (DPF), model CRT(+)1A-N-EI-SS-5, S/N 11200106-1; driving a 60 kW generator | 1 | 0 | 0 | 0 | 1 | Diesel | 60 | 96 | 60 | 2021-09-01 | 267.40 | 2021-09-01 | 279.10 | 11.7 | 702 | 0.63769 | 32.7461 | -116.941 | 1 | rooftop | 900 | Rancho San Diego Pkwy |  |  | El Cajon | CA | San Diego County | 92019 | US | Sandoval
APCD2011-PTO-001017 | Active | 2011-11-08 | [34H] California Certified Emergency Standby Engine | AMN Healthcare | Danny Hans | 12400 High Bluff Dr San Diego, CA | 92130 | M | Stationary Emergency Diesel Engine: Isuzu / BH-6WG1X, S/N: 613311, 532 hp, EPA Tier 3 certified of Family #ASZXL15.7HXB, turbocharged, aftercooled, driving a generator. | 1 | 0 | 0 | 0 | 1 | Diesel |  | 532 | 396.7124 | [5 empty] | 0 | 0 | 32.949 | -117.2406 | 1 | range_interpolation | 12400 | High Bluff Dr |  |  | San Diego | CA | San Diego County | 92130 | US | TIGER/LineÂ® dataset from the US Census Bureau
APCD2011-PTO-001028 | Active | 2011-11-15 | [34H] California Certified Emergency Standby Engine | CA Dept of Forestry & Fire Protection | Nick Mcavene | 31049 Hwy 79 Warner Springs, CA | 92086 | B | Emergency Propane Engine Generator: Kohler/Power Solutions Inc. model GM-4.3L, Industrial Powertrain Vortec 4.3L; serial number 1214.3L60822; Engine Family BPSIB4.302ED; 66.5 bhp rated; equipped with a John Matthey 3-way catalyst; rich-burn; driving a 39 kW generator | 0 | 0 | 0 | 1 | 1 | Propane | 39 | 665 | 39 | [5 empty] | 0 | 0 | 33.2733 | -116.6451 | 1 | range_interpolation | 31049 | Hwy 79 |  |  | Warner Springs | CA | San Diego County | 92086 | US | TIGER/LineÂ® dataset from the US Census Bureau
APCD2011-PTO-001032 | Active | 2011-11-17 | [34H] California Certified Emergency Standby Engine | Commander Navy Region SW | Marvin Johnson | Naval Air Station North Island Coronado, CA | 92155 | O | Emergency Engine: John Deere, Model 4024HF285, 80 BHP, diesel fired, turbocharged, aftercooled, S/N PE4024L050466, Tier 3, Engine Family No. BJDXL03.0113. | 1 | 0 | 0 | 0 | 1 | Diesel |  | 80 | 59.656 | 2021-08-27 | 55.20 | 2022-07-07 | 60.80 | 5.6 | 334.0736 | 0.30347 | 32.6992 | -117.2096 | 1 | place |  |  |  |  | Coronado | CA | San Diego County | 92118 | US | TIGER/LineÂ® dataset from the US Census Bureau
APCD2011-PTO-001033 | Active | 2011-11-18 | [34H] California Certified Emergency Standby Engine | Rainbow Municipal Water District | Jeff Stacy | 30516 Old River Rd Bonsall, CA | 92003 | A | Emergency Diesel Engine Generator: Cummins Model QSL9-G2, NR3; S/N 73187489; 364 BHP; Tier 3 certified of Engine Family BCEXL0540AAB; Model Year 2011; Turbocharged; Driving a 175 KW Generator | 1 | 0 | 0 | 0 | 1 | Diesel | 175 | 364 | 175 | [5 empty] | 0 | 0 | 33.268 | -117.2341 | 1 | rooftop | 30516 | Old River Rd |  |  | Bonsall | CA | San Diego County | 92003 | US | San Diego Geographic Information Source - JPA
APCD2011-PTO-001034 | Active | 2011-11-21 | [34H] California Certified Emergency Standby Engine | USN Hospital 2 PWC | Brian Lengel | Navy Hospital San Diego, CA | 92134 | N | Stationary Emergency Diesel Engine: Detroit Diesel / 6063HV35, S/N: 06R1045013, 550 hp, Tier 3 certified of Family #ADDXL14.0VLD, turbocharged, aftercooled, driving an emergency generator. | 1 | 0 | 0 | 0 | 1 | Diesel |  | 550 | 410.135 | [5 empty] | 0 | 0 | 32.7241 | -117.1709 | 1 | place |  |  |  |  | San Diego | CA | San Diego County | 92101 | US | TIGER/LineÂ® dataset from the US Census Bureau
APCD2011-PTO-001035 | Active | 2011-11-22 | [34H] California Certified Emergency Standby Engine | UCSD | Valerie Fanning | 9500 Gilman Dr Dept 0089 San Diego, CA | 92093 | I | Emergency Diesel Engine Generator: John Deere; model 6068HF285K; serial number PE6068L172319; Engine Family BJDXL06.8120; tier 3 certified; 237 bhp rated; turbocharged with charge air cooler; driving a 155 kW generator | 1 | 0 | 0 | 0 | 1 | Diesel | 155 | 237 | 155 | 2021-06-22 | 114.00 | 2022-07-25 | 126.00 | 12 | 1860 | 1.6896 | 32.8758 | -117.2396 | 0.9 | rooftop | 9500 | Gilman Dr | Dept | 89 | LA Jolla | CA | San Diego County | 92093 | US | San Diego Geographic Information Source - JPA
APCD2011-PTO-001041 | Active | 2011-11-30 | [34H] California Certified Emergency Standby Engine | US Border Patrol | Owner Manager | 3 Forest Gate Rd Campo, CA | 91962 | R | Emergency standby engine: John Deere diesel engine, Model 6068HF485T, S/N PE6068L179631, rated at 315 bhp, Model Year 2011, EPA Tier 3 certified of Engine Family Number BJDXL06.8131, driving a 200 kW generator. | 1 | 0 | 0 | 0 | 1 | Diesel | 200 | 315 | 200 | 2022-04-13 | 581.80 | 2022-04-13 | 585.60 | 3.8 | 760 | 0.69038 | 32.5989 | -116.4691 | 1 | range_interpolation | 3 | Forest Gate Rd |  |  | Campo | CA | San Diego County | 91906 | US | TIGER/LineÂ® dataset from the US Census Bureau
APCD2011-PTO-001053 | Active | 2011-12-07 | [34H] California Certified Emergency Standby Engine | Salk Institute | Michael Grogan | 10010 Torrey Pines Rd N La Jolla, CA | 92037 | I | Emergency Engine Generator: Caterpillar Diesel Engine, Model 3512C, rated at 2206 bhp, Model Year 2011, S/N EGB00917, EPA Tier 2 Certified Engine, Family Number BCPXL78.INZS, turbocharged, driving a 1500 KW Electrical Generator. | 1 | 0 | 0 | 0 | 1 | Diesel | 500 | 2206 | 500 | 2022-05-19 | 60.00 | 2022-05-19 | 65.50 | 5.5 | 2750 | 2.4981 | 32.8871 | -117.2458 | 1 | rooftop | 10010 | Torrey Pines Rd |  |  | LA Jolla | CA | San Diego County | 92037 | US | San Diego Geographic Information Source - JPA
APCD2011-PTO-001057 | Active | 2011-12-13 | [34H] California Certified Emergency Standby Engine | San Diego Unified School District | Todd Arthur | 2351 Cardinal Ln San Diego, CA | 92123 | J | Emergency Diesel Engine Generator: Detroit Diesel; code 553; serial number 06R033824; Engine Family 9DDXL14.0VLD; tier 3 certified; 490 bhp rated; turbocharged with charge air cooler; driving a 300 kW generator. Located within 500 feet of a school site | 1 | 0 | 0 | 0 | 1 | Diesel | 300 | 490 | 300 | 2021-09-01 | 29.20 | 2021-09-01 | 32.80 | 3.6 | 1080 | 0.98106 | 32.7864 | -117.1593 | 1 | rooftop | 2351 | Cardinal Ln |  |  | San Diego | CA | San Diego County | 92123 | US | Sandoval
APCD2011-PTO-001061 | Active | 2011-12-15 | [34H] California Certified Emergency Standby Engine | City of Oceanside - Water Utilities Dept. Well #10 | Lori Rigby | 3350 Mission Av Oceanside, CA | 92054 | C | Emergency Diesel Engine Generator: John Deere model 6090HF484; SN RG6090L089262; Engine Family AJDXL09.0114, tier 3 certified; 385 bhp rated; turbocharged with charge air cooler and exhaust gas recirculation; driving a 250 kW generator | 1 | 0 | 0 | 0 | 1 | Diesel | 250 | 385 | 250 | 2021-06-10 | 80.90 | 2021-06-10 | 89.50 | 8.6 | 2150 | 1.953 | 33.2181 | -117.3424 | 1 | rooftop | 3350 | Mission Ave |  |  | Oceanside | CA | San Diego County | 92058 | US | San Diego Geographic Information Source - JPA
APCD2011-PTO-001062 | Active | 2011-12-16 | [34H] California Certified Emergency Standby Engine | Naval Air Station North Island | Matthew Drake | Bldg 600 Naval Air Station San Diego, CA | 92135 | O | Emergency standby engine: Caterpillar diesel engine, Model C9, S/N S9L03886, rated at 374 bhp, Model Year 2011, EPA Tier 3 certified of Engine Family Number BCPXL08.8NZS, driving a 279 kW generator. (APCD2011-APP-001750/CCN/Dec 2011) | 1 | 0 | 0 | 0 | 1 | Diesel | 279 | 374 | 279 | 2022-03-24 | 108.10 | 2022-03-24 | 116.70 | 8.6 | 2399.4 | 2.1796 | 32.7241 | -117.1709 | 0.5 | place |  |  |  |  | San Diego | CA | San Diego County | 92101 | US | TIGER/LineÂ® dataset from the US Census Bureau
APCD2011-PTO-001063 | Active | 2011-12-19 | [34C] Emergency Standby Engine | USN-Naval Base Point Loma (NBPL) Public Works Dept (PWD) |  | Base Police Station, Bldg 160 San Diego, CA | 92106 | I | Emergency Engine Generator: General Motors Propane (LPG) Engine, Model Vortec 3.0L, S/N 3P0L43208, rated at 54 hp, Model Year 2008, equipped with a DCL International Inc Model Mine-X DC45 Catalytic Converter; engine drives a 32 kw generator. | 0 | 0 | 0 | 1 | 1 | Propane | 32 | 54 | 32 | 2021-11-18 | 63.00 | 2021-11-18 | 69.00 | 6 | 192 | 0.15819 | 33.6835 | -117.7987 | 0.9 | street_center |  | Bass |  |  | Irvine | CA | Orange County | 92604 | US | TIGER/LineÂ® dataset from the US Census Bureau
APCD2011-PTO-001066 | Active | 2011-12-22 | [34H] California Certified Emergency Standby Engine | National Cemetery Administration Dept of Veterans Affairs | Robert Simmons | 5795 Nobel Dr San Diego, CA | 92122 | H | Emergency 158 bhp rated diesel engine driving a 100 kW generator. John Deere; model 4045HF285I; engine family BJDXL06.8117; serial number PE4045L151903; tier 3 certified; turbocharged and charge air cooler. | 1 | 0 | 0 | 0 | 1 | Diesel | 100 | 158 | 100 | [5 empty] | 0 | 0 | 32.8643 | -117.2008 | 1 | range_interpolation | 5795 | Nobel Dr |  |  | San Diego | CA | San Diego County | 92122 | US | TIGER/LineÂ® dataset from the US Census Bureau
APCD2011-PTO-001067 | Active | 2011-12-22 | [34H] California Certified Emergency Standby Engine | National Cemetery Administration Dept of Veterans Affairs | Robert Simmons | 5795 Nobel Dr San Diego, CA | 92122 | H | Emergency 158 bhp rated diesel engine driving a 100 kW generator. John Deere; model 4045HF285I; engine family BJDXL06.8117; serial number PE4045L153173; tier 3 certified. Turbo charged and charge air cooler. | 1 | 0 | 0 | 0 | 1 | Diesel | 100 | 158 | 100 | [5 empty] | 0 | 0 | 32.8643 | -117.2008 | 1 | range_interpolation | 5795 | Nobel Dr |  |  | San Diego | CA | San Diego County | 92122 | US | TIGER/LineÂ® dataset from the US Census Bureau
APCD2011-PTO-001068 | Active | 2011-12-22 | [34H] California Certified Emergency Standby Engine | City of Vista Civic Center |  | 200 Civic Center Drive Vista, CA | 92084 | B | Emergency standby engine: Detroit Diesel engine, Model Series 60-14L, S/N 06R1029935, rated at 685 bhp, Model Year 2009, EPA Tier 3 certified of Engine Family Number 9DDXL14.0VLD, equipped with Johnson Matthey CRT diesel particulate filter, Model CRT(+) RFG(+)3-H-SIEO, driving a 511 kW generator. | 1 | 0 | 0 | 0 | 1 | Diesel | 511 | 685 | 511 | 2021-11-08 | 67.90 | 2021-11-08 | 69.50 | 1.6 | 817.6 | 0.7427 | 33.203 | -117.235 | 1 | rooftop | 200 | Civic Center Dr |  |  | Vista | CA | San Diego County | 92084 | US | San Diego Geographic Information Source - JPA
APCD2011-PTO-001070 | Active | 2011-12-23 | [34H] California Certified Emergency Standby Engine | Jacobs Healthcare Center | Adam Kushner | 4075 54th St San Diego, CA | 92105 | K | Emergency standby engine: Cummins diesel engine, Model QSB5-G3-NR3, S/N 73150171, rated at 145 bhp, Model Year 2010, EPA Tier 3 certified of Engine Family Number ACEXL0275AAG, driving a 108 KW generator. (APCD2010-APP-001395/CCN/Dec2011) | 1 | 0 | 0 | 0 | 1 | Diesel | 108 | 145 | 108 | 2021-12-31 | 207.10 | 2022-02-25 | 230.80 | 23.7 | 2559.6 | 2.3251 | 32.7502 | -117.0775 | 1 | rooftop | 4075 | 54th St |  |  | San Diego | CA | San Diego County | 92105 | US | San Diego Geographic Information Source - JPA
APCD2011-PTO-001071 | Active | 2011-12-23 | [34H] California Certified Emergency Standby Engine | City of Escondido - FS#1 | Mike D?Aquila | 310 N Quince St Escondido, CA | 92025 | D | Emergency standby engine: Mfr: Detroit Diesel, Model Series 60 14.0 L, S/N 06R1006798, rated at 685 bhp, Model Year 2008, Tier 3 certified of Engine Family Number 8DDXL14.0VLD, driving a 511 KW generator. | 1 | 0 | 0 | 0 | 1 | Diesel | 511 | 685 | 511 | [5 empty] | 0 | 0 | 33.1213 | -117.0894 | 1 | rooftop | 310 | N Quince St N |  |  | Escondido | CA | San Diego County | 92025 | US | San Diego Geographic Information Source - JPA
APCD2012-PTO-001077 | Active | 2012-01-05 | [34C] Emergency Standby Engine | CA St Dept of Parks & Recreation | Owner Manager | 5172 #10 Hy 78 Borrego Springs, CA | 92004 | D | Emergency Engine: Generac/Olympian G80LG-6.8 Liter, S/N:E172A-060411-0960217 (Ford), 125 hp, EPA certified of Family#BGNXB06.82L4, LPG fueled, equipped with air/fuel ratio controller and 3-way catalytic converter, driving a generator. | 0 | 0 | 0 | 0 | 0 | Unknown |  | 125 | 93.2125 | 2021-12-31 | 196.70 | 2022-04-01 | 219.20 | 22.5 | 2097.2812 | 0 | 33.1011 | -116.1275 | 0.7 | street_center |  | 10th St | # | 10 | Borrego Springs | CA | San Diego County | 92004 | US | TIGER/LineÂ® dataset from the US Census Bureau
APCD2012-PTO-001083 | Active | 2012-01-09 | [34H] California Certified Emergency Standby Engine | Rancho Santa Fe Fire District | Chris Galindo | 6424 El Apajo Rd Rancho Santa Fe, CA | 92067 | E | Emergency Diesel Engine Generator: John Deere; model 6090HF484C; serial number RG6090L100687; Engine Family BJDXL09.0114; 346 bhp rated; turbocharged with charge air cooler; driving a 225 kW generator; located less than 500 feet from a school | 1 | 0 | 0 | 0 | 1 | Diesel | 225 | 346 | 225 | [5 empty] | 0 | 0 | 32.9979 | -117.1947 | 1 | rooftop | 6424 | El Apajo |  |  | Rancho Santa Fe | CA | San Diego County | 92067 | US | San Diego Geographic Information Source - JPA
APCD2012-PTO-001084 | Active | 2012-01-10 | [34H] California Certified Emergency Standby Engine | Lakeside Fire Protection Dist | Robert Schiwitiz | 12216 Lakeside Ave Lakeside, CA | 92040 | H | Stationary Emergency Diesel Engine: John Deere / 6090HFG86A, S/N: RG6090L104141, 463 hp, EPA certified of Family #BJDXL09.0114, turbocharged, aftercooled, driving an emergency generator. | 1 | 0 | 0 | 0 | 1 | Diesel |  | 463 | 345.2591 | [5 empty] | 0 | 0 | 32.8667 | -116.9281 | 1 | rooftop | 12216 | Lakeside Ave |  |  | Lakeside | CA | San Diego County | 92040 | US | San Diego Geographic Information Source - JPA
APCD2012-PTO-001087 | Active | 2012-01-10 | [34W] Registered Engine (Rule 12) | Crown Castle | Ken Blackwell | 14551 Otay Lakes Rd Chula Vista, CA | 91913 | Q | Registration of Existing Stationary Standby Diesel Engine 1998 John Deere, Model: JDX-NRCI-06-09, S/N: PE4045H601645, Rating: 134 hp, Date first Operated in San Diego County: 2000. Original App# APCD2011-CER-000289 | 1 | 0 | 0 | 0 | 1 | Diesel |  | 134 | 99.9238 | 2021-12-31 | 845.00 | 2022-05-03 | 978.90 | 133.9 | 13379.7968 | 12.1541 | 32.6069 | -116.8494 | 0.9 | rooftop | 14551 | Otay Lakes Rd |  |  | Dulzura | CA | San Diego County | 91917 | US | San Diego Geographic Information Source - JPA
APCD2012-PTO-001091 | Active | 2012-01-10 | [34H] California Certified Emergency Standby Engine | California Protons Therapy Treatment Center | Ken Lindsay | 9730 Summers Ridge Rd San Diego, CA | 92121 | G | Emergency Diesel Engine Generator: Mitsubishi; model S12H-Y2PTAW-1; serial number 32904; Engine Family BMVXL37.1BBA; tier 2 certified; 1528 bhp rated; turbocharged with charge air cooler; driving a 1000 kW generator | 1 | 0 | 0 | 0 | 1 | Diesel | 1000 | 528 | 1000 | 2021-11-19 | 115.70 | 2021-11-19 | 129.10 | 13.4 | 13400 | 12.1725 | 32.8918 | -117.1713 | 0.88 | nearest_rooftop_match | 9710 | Summers Ridge Rd |  |  | San Diego | CA | San Diego County | 92121 | US | San Diego Geographic Information Source - JPA
APCD2012-PTO-001103 | Active | 2012-01-19 | [34H] California Certified Emergency Standby Engine | Cue Health, Inc | Matt Rowe | 6330 Nancy Ridge Road San Diego, CA | 92121 | G | Emergency Engine Generator: John Deere Diesel Engine, Model 4045HF285, S/N PE4045L185770, rated at 158 hp, Model Year 2011, EPA Tier 3 Certified Engine, Family Number BJDXL06.8117, turbocharged and aftercooled, driving a 100 kw Electrical Generator. | 1 | 0 | 0 | 0 | 1 | Diesel | 100 | 158 | 100 | 2021-12-31 | 66.30 | 2022-02-02 | 66.30 | 0 | 0 | 0 | 32.8884 | -117.183 | 1 | rooftop | 6330 | Nancy Ridge Dr |  |  | San Diego | CA | San Diego County | 92121 | US | San Diego Geographic Information Source - JPA
APCD2012-PTO-001111 | Active | 2012-01-30 | [34H] California Certified Emergency Standby Engine | Naval Information Warfare Center Pacific |  | 53560 Hull Street San Diego, CA | 92152 | I | Emergency Engine: Propane-fueled, Generac SG040 -4.2 Liter, 66 hp, EPA certified of Family#BGNXB04.22L4 -018, equipped with air/fuel ratio controller and 3-way catalytic converter, driving a generator with S/N 211163. Functional Group - Research, Development, Test, and Evaluation (RDT&E). | 0 | 0 | 0 | 1 | 1 | Propane |  | 66 | 49.2162 | 2022-07-07 | 95.50 | 2022-07-07 | 96.10 | 0.6 | 29.5297 | 0.02433 | 32.724 | -117.2479 | 0.7 | street_center |  | Hill St |  |  | San Diego | CA | San Diego County | 92107 | US | TIGER/LineÂ® dataset from the US Census Bureau
APCD2012-PTO-001115 | Active | 2012-01-31 | [34H] California Certified Emergency Standby Engine | Cajon Valley Unified School District | James Beard | 750 E Main St El Cajon, CA | 92021 | L | Emergency standby engine: John Deere diesel engine, Model 4045HF285, S/N PE4045L022455, rated at 158 bhp, Model Year 2007, EPA Tier 3 certified of Engine Family Number 7JDXL06.8105, equipped with Johnson Matthey diesel oxidation catalysts, Model CXXO-6-D-3, driving a 100 KW generator. (APCD2011-APP-001620/CCN/Feb2012) | 1 | 0 | 0 | 0 | 1 | Diesel | 100 | 158 | 100 | 2021-08-16 | 79.10 | 2021-08-16 | 80.60 | 1.5 | 150 | 0.13626 | 32.7957 | -116.9531 | 1 | rooftop | 750 | E Main St |  |  | El Cajon | CA | San Diego County | 92020 | US | Sandoval
APCD2012-PTO-001116 | Active | 2012-02-02 | [34H] California Certified Emergency Standby Engine | Scripps Mercy Hospital | Pat Kirkeby M/D MER-22 | 4077 Fifth Av San Diego, CA | 92103 | M | Emergency Engine: Volvo, Model TAD1641GE, 757 BHP, diesel fired, turbocharged, S/N D16-053697-C3-A, Engine Family No. BVPXL16.1ACB. | 1 | 0 | 0 | 0 | 1 | Diesel |  | 757 | 564.4949 | 2021-12-31 | 148.90 | 2022-07-29 | 166.10 | 17.2 | 9709.3123 | 8.8199 | 32.7519 | -117.16 | 1 | rooftop | 4077 | 5th Ave |  |  | San Diego | CA | San Diego County | 92103 | US | San Diego Geographic Information Source - JPA
APCD2012-PTO-001120 | Active | 2012-02-08 | [34H] California Certified Emergency Standby Engine | City of Poway | Tom Howard | 14710 Valleyview Road Poway, CA | 92064 | F | Perkins (Caterpillar); model 3362/D100 (C4.4); serial number E5M03025; Engine Family BPKXL04.4NJ1; tier 3 certified; 157 bhp rated; turbocharged with charge air cooler; driving a 100 kW generator | 0 | 0 | 0 | 0 | 0 | Unknown | 100 | 157 | 100 | 2021-06-01 | 52.20 | 2022-05-31 | 58.00 | 5.8 | 580 | 0 | 33.0369 | -117.0111 | 1 | range_interpolation | 14710 | Valleyview Rd |  |  | Poway | CA | San Diego County | 92064 | US | TIGER/LineÂ® dataset from the US Census Bureau
APCD2012-PTO-001121 | Active | 2012-02-08 | [34H] California Certified Emergency Standby Engine | City of Poway | Tom Howard | 18130 Sunset Point Rd Poway, CA | 92064 | F | Emergency Diesel Engine Generator: Perkins (Caterpillar); model 3362/D100 (C4.4); serial number E5M03015; Engine Family BPKXL04.4NJ1; tier 3 certified; 157 bhp rated; turbocharged with charge air cooler; driving a 100 kW generator | 1 | 0 | 0 | 0 | 1 | Diesel | 100 | 157 | 100 | 2021-06-01 | 93.10 | 2022-05-31 | 99.70 | 6.6 | 660 | 0.59954 | 33.0328 | -117.0076 | 0.89 | nearest_rooftop_match | 18140 | Sunset Point Rd |  |  | Poway | CA | San Diego County | 92064 | US | Sandoval
APCD2012-PTO-001123 | Active | 2012-02-09 | [34C] Emergency Standby Engine | Vons #2093 | Alan Baum | 8011 University Av La Mesa, CA | 91941 | K | Emergency Engine Generator, Generac Power Systems, Inc., Natural Gas Engine, Model 1345721100, rated at 58.11 bhp, Model Year 2011, S/N 0G8279, EPA Certified, Engine Family Number BGNXB04.22L3-017, equipped with a Generac Catalytic Muffler, Part No. 0D4208, and an air to fuel controller; engine drives a 35 kw electrical generator. | 0 | 0 | 1 | 0 | 1 | Natural Gas | 35 | 58.1 | 35 | 2021-09-28 | 152.00 | 2021-09-28 | 164.40 | 12.4 | 434 | 0.31519 | 32.7651 | -117.0247 | 1 | rooftop | 8011 | University Ave |  |  | LA Mesa | CA | San Diego County | 91942 | US | San Diego Geographic Information Source - JPA
APCD2012-PTO-001127 | Active | 2012-02-14 | [34H] California Certified Emergency Standby Engine | Commander Navy Region SW | John Jay | Naval Air Station North Island Coronado, CA | 92135 | O | Stationary Emergency Diesel Fire Pump Engine: Cummins; Model CFP5E-F10; Serial Number 73289512; 105 bhp @ 2350 rpm; Model Year 2011, EPA Certified Tier 3, Engine Family Number BCEXL0275AAG; Turbocharged, Aftercooled Functional Group: Public Utilities and Transportation | 1 | 0 | 0 | 0 | 1 | Diesel |  | 105 | 78.2985 | 2021-06-24 | 7.80 | 2022-06-23 | 9.90 | 2.1 | 164.4269 | 0.14936 | 32.6992 | -117.2096 | 1 | place |  |  |  |  | Coronado | CA | San Diego County | 92118 | US | TIGER/LineÂ® dataset from the US Census Bureau
APCD2012-PTO-001131 | Active | 2012-02-15 | [34H] California Certified Emergency Standby Engine | CA Dept of Forestry & Fire Protection | Nick Mcavene | 31049 Hwy 79 Warner Springs, CA | 92086 | B | Emergency Engine: John Deere, Model 4045TF220, 73 BHP, diesel fired, turbocharged, S/N PE4045T807550, driving a Clarke fire pump. | 1 | 0 | 0 | 0 | 1 | Diesel |  | 73 | 54.4361 | 2021-12-31 | 117.83 | 2022-06-02 | 126.60 | 8.77 | 477.4046 | 0.43367 | 33.2733 | -116.6451 | 1 | range_interpolation | 31049 | Hwy 79 |  |  | Warner Springs | CA | San Diego County | 92086 | US | TIGER/LineÂ® dataset from the US Census Bureau
APCD2012-PTO-001133 | Active | 2012-02-16 | [34H] California Certified Emergency Standby Engine | City of Coronado |  | 1201 1st St Coronado, | 92118 | O | Emergency standby engine: John Deere diesel engine, Model 6135HF485, S/N RG6135L025280, rated at 538 bhp, Model Year 2011, EPA Tier 3 certified of Engine Family Number BJDXL13.5103, driving a 350 KW generator. (APCD2011-APP-001784/CCN/Feb 2011) | 1 | 0 | 0 | 0 | 1 | Diesel | 350 | 538 | 350 | 2022-01-12 | 82.70 | 2022-01-12 | 82.70 | 0 | 0 | 0 | 0 | 0 | 0
APCD2012-PTO-001134 | Active | 2012-02-16 | [34C] Emergency Standby Engine | General Atomics Aeronautical Systems Inc | Facility Manager | 13330 N Evening Creek Dr San Diego, CA | 92128 | F | Emergency standby engine: Make General Motors, fueled with natural gas, Model Vortec 8.1L, S/N 8P1L23945, rated at 195 bhp, EPA Certified for spark ignited engines of family number BPSIB8.10EMT-011, with 3-way catalyst: Make PSI, S/N 39001069, and E-Control Electronic Pressure Regulator, Model 28D-EPR, driving a 125 KW generator. (APCD2011-APP-001802/CCN/Feb 2012) | 0 | 0 | 1 | 0 | 1 | Natural Gas | 125 | 195 | 125 | 2021-11-09 | 104.40 | 2021-11-09 | 117.20 | 12.8 | 1600 | 1.162 | 32.9598 | -117.0957 | 1 | rooftop | 13330 | Evening Creek North Dr |  |  | San Diego | CA | San Diego County | 92128 | US | Sandoval
APCD2012-PTO-001135 | Active | 2012-02-16 | [34H] California Certified Emergency Standby Engine | UCSD Medical Center | James Burk | 10300 Campus Point Dr, Ste 120 San Diego, CA | 92121 | G | Emergency Diesel Engine Generator: Mitsubishi; model S12A22-Y2PTAW-2; serial number 27062; Engine Family BMVXL33.9BBA; tier 2 certified; 1207 bhp rated; turbocharged with charge air cooler; driving a 750 kW generator | 1 | 0 | 0 | 0 | 1 | Diesel | 750 | 207 | 750 | 2021-07-28 | 182.00 | 2021-07-28 | 190.50 | 8.5 | 6375 | 5.791 | 32.8929 | -117.223 | 1 | rooftop | 10300 | Campus Point Dr | Ste | 120 | San Diego | CA | San Diego County | 92121 | US | San Diego Geographic Information Source - JPA
APCD2012-PTO-001137 | Active | 2012-02-17 | [34H] California Certified Emergency Standby Engine | FAA/El Cajon Air Traffic Control Tower | SAN SSC ENV Manager (SEE ATCT) | 2001 N Marshall Av El Cajon, CA | 92020 | L | Stationary Emergency LPG Engine: General Motors; Model Vortec 8.1; Serial Number 8P1L10527; 162 bhp; Model Year 2011 EPA Certified, Tier 2, Engine Family Number BPSIB8.10NGP; 3-Way Catalyst: Johnson Matthey, Model CXX6-4 DUAL, Backup Model CXX4-4 DUAL | 0 | 0 | 0 | 0 | 0 | Unknown |  | 162 | 120.8034 | 2021-05-06 | 141.10 | 2022-08-17 | 172.40 | 31.3 | 3781.1464 | 0 | 32.8207 | -116.9756 | 1 | range_interpolation | 2001 | N Marshall Ave |  |  | El Cajon | CA | San Diego County | 92020 | US | TIGER/LineÂ® dataset from the US Census Bureau
APCD2012-PTO-001138 | Active | 2012-02-21 | [34H] California Certified Emergency Standby Engine | Qualcomm Inc | EHS Department | 5555 Morehouse Dr San Diego, CA | 92121 | G | Emergency Diesel Engine Generator: Caterpillar; model 3512C; serial number SBG00158; Engine Family 6CPXL58.6E2T; tier 2 certified; 2206 bhp rated; turbocharged with charge air cooler; driving a 1250 kW generator. Located at Bldg P. | 1 | 0 | 0 | 0 | 1 | Diesel | 250 | 206 | 250 | 2021-12-31 | 237.30 | 2022-05-17 | 256.80 | 19.5 | 4875 | 4.4284 | 32.896 | -117.1953 | 1 | rooftop | 5555 | Morehouse Dr |  |  | San Diego | CA | San Diego County | 92121 | US | San Diego Geographic Information Source - JPA
APCD2012-PTO-001142 | Active | 2012-02-24 | [34H] California Certified Emergency Standby Engine | Leidos | Jeffrey King | 4161 Campus Point Ct San Diego, CA | 92121 | G | Stationary Emergency Diesel Engine: John Deere; Model 5030HF285G; Serial Number PE5030L032790; 96 bhp; Model Year 2010 EPA Certified, Tier 3, Engine Family Number AJDXL03.0113; Turbocharged; Powering a 60 kW Electrical Generator | 1 | 0 | 0 | 0 | 1 | Diesel | 60 | 96 | 60 | 2021-07-16 | 98.70 | 2021-07-16 | 109.70 | 11 | 660 | 0.59954 | 32.8897 | -117.2262 | 1 | rooftop | 4161 | Campus Point Ct |  |  | San Diego | CA | San Diego County | 92121 | US | Sandoval
APCD2012-PTO-001143 | Active | 2012-02-27 | [34W] Registered Engine (Rule 12) | Parkway Plaza | Bryon Jones | 415 Parkway Plaza El Cajon, CA | 92020 | L | In-Use Emergency Diesel Engine: Make: Kohler, Model: 257ROZ-271, S/N:257584, 425 bhp, Model year: 1972, uncertified. | 1 | 0 | 0 | 0 | 1 | Diesel |  | 425 | 316.9225 | [5 empty] | 0 | 0 | 32.8044 | -116.9656 | 1 | rooftop | 415 | Parkway Plz |  |  | El Cajon | CA | San Diego County | 92020 | US | San Diego Geographic Information Source - JPA
APCD2012-PTO-001146 | Active | 2012-02-29 | [34H] California Certified Emergency Standby Engine | ARE-SD Region No. 25 LLC | Jon Labaw | 6275 Nancy Ridge Dr San Diego, CA | 92121 | G | Stationary Emergency Diesel Engine: John Deere; Model 6090HFG86A; Serial Number RG6090L110213; 463 bhp Rated; Model Year 2011 EPA Certified, Engine Family Number BJDXL09.0114; Turbocharged; Powering a 300 kW Electrical Generator | 1 | 0 | 0 | 0 | 1 | Diesel | 300 | 463 | 300 | 2021-12-31 | 118.70 | 2022-01-07 | 206.90 | 88.2 | 26460 | 24.0361 | 32.8883 | -117.1861 | 1 | rooftop | 6275 | Nancy Ridge Dr |  |  | San Diego | CA | San Diego County | 92121 | US | San Diego Geographic Information Source - JPA
APCD2012-PTO-001147 | Active | 2012-02-29 | [34H] California Certified Emergency Standby Engine | Reit Management & Research Inc. | Melissa Chester | 4560 Viewridge Ave San Diego, CA | 92123 | J | Stationary Emergency Diesel Engine: John Deere; Model 6135HFG75; Serial Number RG6135G000676; 775 bhp Rated; Model Year 2011 EPA Certified, Engine Family Number BJDXL13.5132; Turbocharged & Aftercooled; Powering a 500 kW Electrical Generator | 1 | 0 | 0 | 0 | 1 | Diesel | 500 | 775 | 500 | 2021-05-12 | 153.70 | 2022-01-01 | 161.60 | 7.9 | 3950 | 3.5882 | 32.8246 | -117.1237 | 1 | rooftop | 4560 | Viewridge Ave |  |  | San Diego | CA | San Diego County | 92123 | US | San Diego Geographic Information Source - JPA
APCD2012-PTO-001150 | Active | 2012-03-01 | [34H] California Certified Emergency Standby Engine | The Springs Apartments | Lyly Choi | 8070 Orange Ave La Mesa, CA | 91942 | K | Stationary Emergency Diesel Engine: John Deere; Model 4045HF285; Serial Number PE4045L195361; 158 bhp Rated; Model Year 2011 EPA Certified, Tier 3, Engine Family Number BJDXL06.8117; Turbocharged, Aftercooled; Powering a 102 kW Electrical Generator. | 1 | 0 | 0 | 0 | 1 | Diesel | 102 | 158 | 102 | 2021-11-19 | 103.30 | 2021-11-19 | 112.50 | 9.2 | 938.4 | 0.85244 | 32.7648 | -117.0234 | 1 | rooftop | 8070 | Orange Ave |  |  | LA Mesa | CA | San Diego County | 91942 | US | San Diego Geographic Information Source - JPA
APCD2012-PTO-001151 | Active | 2012-03-02 | [34H] California Certified Emergency Standby Engine | SCRIPPS HEALTH FACILITIES | David S Blackledge | 4275 CAMPUS POINT CT SAN DIEGO, CA | 92121 | G | Stationary Emergency Diesel Engine: Volvo / TWD1643GE, S/N: D16055076CA, 904 hp, EPA Tier 2 certified of Family #BVPXL16.1ACW, turbocharged, aftercooled, driving a generator. | 1 | 0 | 0 | 0 | 1 | Diesel |  | 904 | 674.1128 | 2021-12-31 | 155.00 | 2022-02-25 | 178.90 | 23.9 | 16111.2959 | 14.6354 | 32.8873 | -117.224 | 1 | rooftop | 4275 | Campus Point Ct |  |  | San Diego | CA | San Diego County | 92121 | US | Sandoval
APCD2012-PTO-001158 | Active | 2012-03-06 | [34H] California Certified Emergency Standby Engine | Pacific Bell | Environmental Manager | 3930 Beyer Bl San Ysidro, CA | 92173 | O | Emergency Diesel Engine Generator: Caterpillar; model C15; serial number FSE03555; Engine Family ACPXL15.2ESX; tier 3 certified; 546 bhp rated; turbocharged; equipped with RYPOS model RH406LC DPF, S/N R111CP; driving a 350 kW generator | 1 | 0 | 0 | 0 | 1 | Diesel | 350 | 546 | 350 | [5 empty] | 0 | 0 | 32.5593 | -117.0489 | 1 | rooftop | 3930 | Beyer Blvd |  |  | San Ysidro | CA | San Diego County | 92173 | US | San Diego Geographic Information Source - JPA
APCD2012-PTO-001160 | Active | 2012-03-07 | [34H] California Certified Emergency Standby Engine | Irvine Co |  | 501 W Broadway, Suite 410 San Diego, CA | 92101 | N | Emergency Diesel Fire Pump Engine: Cummins; Model CFP7E-F10; Serial Number 73344562; 174 bhp, 2600 rpm; Model Year 2012 EPA Certified, Engine Family Number CCEXL0409AAB; Turbocharged & Aftercooled | 1 | 0 | 0 | 0 | 1 | Diesel |  | 174 | 129.7518 | 2021-11-24 | 95.60 | 2022-08-09 | 120.60 | 25 | 3243.795 | 2.9466 | 32.7152 | -117.1677 | 1 | rooftop | 501 | W Broadway W | Ste | 410 | San Diego | CA | San Diego County | 92101 | US | San Diego Geographic Information Source - JPA
APCD2012-PTO-001161 | Active | 2012-03-07 | [34H] California Certified Emergency Standby Engine | USN Nav Sta 1 SCE | Commanding Officer | Naval Station San Diego, CA | 92136 | S | Stationary Emergency Diesel Engine: John Deere; Model 4024HF285; Serial Number PE4024L037100; 80 bhp Rated; Model Year 2010 EPA Certified, Engine Family Number AJDXL03.0113; Turbocharged, Aftercooled; Powering a 60 kW Electrical Generator | 1 | 0 | 0 | 0 | 1 | Diesel | 60 | 80 | 60 | 2022-01-10 | 52.80 | 2022-01-10 | 57.00 | 4.2 | 252 | 0.22892 | 32.8122 | -116.9328 | 0.86 | street_center |  | Navello St |  |  | El Cajon | CA | San Diego County | 92021 | US | TIGER/LineÂ® dataset from the US Census Bureau
APCD2012-PTO-001163 | Active | 2012-03-07 | [34H] California Certified Emergency Standby Engine | Scantibodies Laboratory Inc | Jon Labaw | 1068 Broadway El Cajon, CA | 92020 | L | Emergency Diesel Engine Generator: Iveco; model FAHE9685A*J; serial number 2107704; Engine Family AVEXL06.7DGS; 279 bhp rated; turbocharged with charge air cooler; driving a 175 kW generator | 1 | 0 | 0 | 0 | 1 | Diesel | 175 | 279 | 175 | [5 empty] | 0 | 0 | 32.8081 | -116.9457 | 1 | rooftop | 1068 | Broadway |  |  | El Cajon | CA | San Diego County | 92021 | US | San Diego Geographic Information Source - JPA
APCD2012-PTO-001164 | Active | 2012-03-07 | [34H] California Certified Emergency Standby Engine | MiraCosta College | Tracy Gibson | 3333 Manchester Ave Cardiff, CA | 92007 | E | Emergency Diesel Engine Generator: John Deere Model 4045HF285K; SN PE4045L192933; Engine Family BJDXL.06.8120; 197 BHP; Turbocharged; Driving a 125 KW Generator | 1 | 0 | 0 | 0 | 1 | Diesel | 125 | 197 | 125 | [5 empty] | 0 | 0 | 38.9502 | -123.6615 | 0.5 | place |  |  |  |  | Manchester | CA | Mendocino County | 95459 | US | TIGER/LineÂ® dataset from the US Census Bureau
APCD2012-PTO-001171 | Active | 2012-03-15 | [34H] California Certified Emergency Standby Engine | Verizon Wireless | Environmental Compliance | 2430 Business Park Dr Vista, CA | 92081 | B | Emergency Diesel Engine Generator: Cummins; model QSK50-G4; serial number 25367569; Engine Family BCEXL050.AAD; tier 2 certified; 2220 bhp rated; turbocharged with charge air cooler; driving a 1.5 MW generator | 1 | 0 | 0 | 0 | 1 | Diesel |  | 220 | 164.054 | 2021-08-26 | 202.40 | 2022-06-14 | 240.80 | 38.4 | 6299.6736 | 5.7226 | 33.1493 | -117.2318 | 0.88 | nearest_rooftop_match | 2450 | Business Park Dr |  |  | Vista | CA | San Diego County | 92081 | US | San Diego Geographic Information Source - JPA
APCD2012-PTO-001172 | Active | 2012-03-16 | [34H] California Certified Emergency Standby Engine | USMC Base Personnel Ammenities P03 | Air Quality Section | Building 2010 Vandergrift Blvd Camp Pendleton, CA | 92055 | A | Emergency standby engine: John Deere diesel engine, Model 6068HF485, S/N PE6068L179610, rated at 315 bhp, Model Year 2011, EPA Tier 3 certified of Engine Family Number BJDXL06.8131, driving a 200 KW generator. (Building 2010S2) (APCD2011-APP-001845/CCN/March 2012) | 1 | 0 | 0 | 0 | 1 | Diesel | 200 | 315 | 200 | [5 empty] | 0 | 0 | 33.3877 | -117.4448 | 0.5 | place |  |  |  |  | Camp Pendleton | CA | San Diego County | 92055 | US | TIGER/LineÂ® dataset from the US Census Bureau
APCD2012-PTO-001174 | Active | 2012-03-20 | [34H] California Certified Emergency Standby Engine | ARE John Hopkins Court LLC | Guillermo Gomez | 3550 John Hopkins Ct San Diego, CA | 92121 | G | Emergency standby engine: Detroit Diesel engine, Model R163-7K36, S/N 5362002703, rated at 1495 bhp, Model Year 2004, Tier 1 certified of Engine Family Number 4DDXL31.8XRE, driving a 1000 kW generator. (APCD2012-APP-001923/CCN/July 2012) | 1 | 0 | 0 | 0 | 1 | Diesel | 1000 | 1495 | 1000 | 2021-11-09 | 64.40 | 2021-11-09 | 68.70 | 4.3 | 4300 | 3.9061 | 32.8928 | -117.2379 | 1 | rooftop | 3550 | John Hopkins Ct |  |  | San Diego | CA | San Diego County | 92121 | US | Sandoval
APCD2012-PTO-001176 | Active | 2012-03-21 | [34H] California Certified Emergency Standby Engine | La Mesa City of Fire Dept | Michael Carlin | 8844 Dallas St La Mesa, CA | 91942 | K | Stationary Emergency Diesel Engine: John Deere; Model 6081TF001; Serial Number RG6081T029138; 182 bhp; Model Year 1997 EPA Certified, Tier 1, Engine Family Number VJD8.1R6DBRC; Turbocharged; Powering a 135 kW Generator; Greater Than 500 ft. From School | 1 | 0 | 0 | 0 | 1 | Diesel | 135 | 182 | 135 | 2021-12-12 | 417.60 | 2022-03-25 | 462.30 | 44.7 | 6034.5 | 5.4817 | 32.791 | -117.007 | 1 | range_interpolation | 8844 | Dallas St |  |  | LA Mesa | CA | San Diego County | 91942 | US | TIGER/LineÂ® dataset from the US Census Bureau
APCD2012-PTO-001177 | Active | 2012-03-22 | [34H] California Certified Emergency Standby Engine | Borrego Water District - Well 11 | R. Greg Holloway | 2201 Diegueno Dr Borrego Springs, CA | 92004 | D | Emergency standby engine: Cummins diesel engine, Model 6CTA8.3-230, S/N 46093524, rated at 260 bhp, Model Year 2001, EPA Tier 1 certified of Engine Family Number 1CEXL0505ABA, driving a 1,000 gpm water pump. (APCD2012-APP-001930/CCN/April 2012) | 1 | 0 | 0 | 0 | 1 | Diesel |  | 260 | 193.882 | 2021-05-07 | 1618.00 | 2022-04-22 | 1618.40 | 0.4 | 77.5528 | 0.070448 | 33.2651 | -116.3836 | 1 | range_interpolation | 2201 | Diegueno Dr |  |  | Borrego Springs | CA | San Diego County | 92004 | US | TIGER/LineÂ® dataset from the US Census Bureau
APCD2012-PTO-001178 | Active | 2012-03-22 | [34H] California Certified Emergency Standby Engine | Borrego Water District - WWTP | R. Greg Holloway | 4861 Borrego Springs Rd Borrego Springs, CA | 92004 | D | Emergency standby engine: Cummins diesel engine, Model 6CTA8.3-230, S/N 46019425, rated at 277 bhp, Model Year 2000, EPA Tier 1 certified of Engine Family Number YCEXL0505ABA, driving a 250 KW generator. (APCD2012-APP-001931/CCN/April 2012) | 1 | 0 | 0 | 0 | 1 | Diesel | 250 | 277 | 250 | 2021-05-06 | 388.40 | 2022-04-22 | 448.70 | 60.3 | 15075 | 13.694 | 33.2103 | -116.3234 | 1 | rooftop | 4861 | Borrego Springs Rd |  |  | Borrego Springs | CA | San Diego County | 92004 | US | San Diego Geographic Information Source - JPA
APCD2012-PTO-001180 | Active | 2012-03-22 | [34H] California Certified Emergency Standby Engine | Scripps Health | John Zilonis | 8925/8945 Rehco Road San Diego, CA | 92121 | G | Emergency standby engine: Volvo Penta diesel engine, Model TAD1240GE, S/N 0792730, rated at 471 bhp, Model Year 2004, EPA Tier 2 certified of Engine Family Number 4VPXL12.1ACB, driving a 346 KW generator. (APCD2011-APP-001645/CCN/April 2012) | 1 | 0 | 0 | 0 | 1 | Diesel | 346 | 471 | 346 | 2021-12-23 | 96.00 | 2021-12-23 | 107.60 | 11.6 | 4013.6 | 3.6459 | 32.7241 | -117.1709 | 0.5 | place |  |  |  |  | San Diego | CA | San Diego County | 92101 | US | TIGER/LineÂ® dataset from the US Census Bureau
APCD2012-PTO-001181 | Active | 2012-03-22 | [34H] California Certified Emergency Standby Engine | Scripps Health | John Zilonis | 8925/8945 Rehco Road San Diego, CA | 92121 | G | Emergency standby engine: Perkins diesel engine, Model 1006TAG, S/N U723845F, rated at 212 bhp, Model Year 1999, EPA Tier 1 certified of Engine Family Number XPKXL05.9YJ1, equipped with Johnson Matthey CRT Particulate Filter System, Model CRT(+)2-C-BITO-CS-6-RT, driving a 125 KW generator. (APCD2011-APP-001646/CCN/April 2012) | 1 | 0 | 0 | 0 | 1 | Diesel | 125 | 212 | 125 | 2021-12-23 | 200.40 | 2021-12-23 | 209.20 | 8.8 | 1100 | 0.99923 | 32.7241 | -117.1709 | 0.5 | place |  |  |  |  | San Diego | CA | San Diego County | 92101 | US | TIGER/LineÂ® dataset from the US Census Bureau
APCD2012-PTO-001183 | Active | 2012-03-22 | [34H] California Certified Emergency Standby Engine | NOAA Southwest Fisheries Science Center | Mark Eberling | 8901 La Jolla Shores Dr La Jolla, CA | 92037 | I | Emergency standby engine: Volvo Penta diesel engine, Model TWD1643GE, S/N 206051618, rated at 904 bhp, Model Year 2011, EPA Tier 2 certified of Engine Family Number BVPXL16.1ACW, driving a 600 KW generator. (APCD2011-APP-001738/CCN/September 2012) | 1 | 0 | 0 | 0 | 1 | Diesel | 600 | 904 | 600 | 2021-05-25 | 111.50 | 2021-05-25 | 113.30 | 1.8 | 1080 | 0.98106 | 32.8704 | -117.2509 | 1 | rooftop | 8901 | LA Jolla Shores Dr |  |  | LA Jolla | CA | San Diego County | 92037 | US | City of San Diego
APCD2012-PTO-001185 | Active | 2012-03-23 | [34H] California Certified Emergency Standby Engine | UCSD | Valerie Fanning | Structural and Materials Engineering Building La Jolla, CA | 92093 | I | Stationary Emergency Diesel Engine: Cummins / QST30-G5 NR2, S/N: 37247174, 1490 hp, Tier 2 certified of Family #BCEXL030.AAD, turbocharged, aftercooled, driving an emergency generator | 1 | 0 | 0 | 0 | 1 | Diesel |  | 1490 | 1111.093 | 2021-06-23 | 60.00 | 2022-07-21 | 70.90 | 10.9 | 12110.9137 | 11.0015 | 32.8563 | -117.2501 | 1 | place |  |  |  |  | LA Jolla | CA | San Diego County | 92037 | US | TIGER/LineÂ® dataset from the US Census Bureau
APCD2012-PTO-001188 | Active | 2012-03-23 | [34H] California Certified Emergency Standby Engine | Vons Market | Dean Rodenevor | 515 W Washington St San Diego, CA | 92103 | M | Emergency Engine: Natural Gas fueled, Generac QTO45, driving a generator with S/N: 6581430 , 78 hp, EPA certified of Family# BGNXB02.42L1, equipped with air/fuel ratio controller and 3-way catalytic converter. | 0 | 0 | 1 | 0 | 1 | Natural Gas |  | 78 | 58.1646 | 2021-05-13 | 106.30 | 2021-05-13 | 106.30 | 0 | 0 | 0 | 32.7496 | -117.1682 | 1 | rooftop | 515 | W Washington St |  |  | San Diego | CA | San Diego County | 92103 | US | San Diego Geographic Information Source - JPA
APCD2012-PTO-001193 | Active | 2012-04-02 | [34H] California Certified Emergency Standby Engine | USN-Naval Base Point Loma (NBPL) Public Works Dept (PWD) |  | Sylvester Road, Bldg 140 San Diego, CA | 92106 | I | Stationary Emergency Diesel Engine: John Deere / 5030HF285G, S/N: PE5030L083560, 96 hp, EPA Tier 3 certified of Family #CJDXL03.0113, turbocharged, driving a generator. | 1 | 0 | 0 | 0 | 1 | Diesel |  | 96 | 71.5872 | 2021-11-18 | 81.80 | 2021-11-18 | 88.30 | 6.5 | 465.3168 | 0.42269 | 32.6874 | -117.2402 | 1 | street_center |  | Sylvester Rd |  |  | San Diego | CA | San Diego County | 92106 | US | TIGER/LineÂ® dataset from the US Census Bureau
APCD2012-PTO-001194 | Active | 2012-04-02 | [34H] California Certified Emergency Standby Engine | 15th & Commercial LP | Kevin Kursave | 1506 Commercial St San Diego, CA | 92102 | S | Stationary Emergency Diesel Engine: Detroit Diesel / Series 60 -6063HV35, S/N: 06R1040748, 685 hp, Tier 3 certified of Family #ADDXL14.0VLD, turbocharged, aftercooled, driving an emergency generator. | 1 | 0 | 0 | 0 | 1 | Diesel |  | 685 | 510.8045 | 2022-03-16 | 164.10 | 2022-03-16 | 187.90 | 23.8 | 12157.1471 | 11.0435 | 32.7055 | -117.1499 | 1 | rooftop | 1506 | Commercial St |  |  | San Diego | CA | San Diego County | 92113 | US | San Diego Geographic Information Source - JPA
APCD2012-PTO-001195 | Active | 2012-04-02 | [34H] California Certified Emergency Standby Engine | USMC Base Public Utilities U23 | Air Quality Section | Building 15025 Camp Pendleton, CA | 92055 | A | Emergency Diesel Engine Generator: Cummins Inc.; model QSB5-G3 NR3; serial number 73344966; Engine Family BCEXL0275AAG; tier 3 certified; 145 bhp rated; turbocharged with charge air cooler. | 1 | 0 | 0 | 0 | 1 | Diesel |  | 145 | 108.1265 | [5 empty] | 0 | 0 | 33.3877 | -117.4448 | 0.5 | place |  |  |  |  | Camp Pendleton | CA | San Diego County | 92055 | US | TIGER/LineÂ® dataset from the US Census Bureau
APCD2012-PTO-001197 | Active | 2012-04-05 | [34H] California Certified Emergency Standby Engine | US Border Patrol | Ann Vasquez | Interstate 8 & Sunrise Hwy San Diego, CA | 91962 | R | Stationary Emergency Diesel Engine: John Deere; Model 6090HF485; Serial Number RG6090L080240; 422 bhp; Model Year 2010 EPA Certified, Tier 3, Engine Family Number AJDXL09.0102; Turbocharged, Aftercooled; Powering a 275 kW Electrical Generator | 1 | 0 | 0 | 0 | 1 | Diesel | 275 | 422 | 275 | 2021-06-22 | 569.20 | 2022-06-08 | 589.50 | 20.3 | 5582.5 | 5.0711 | 32.775 | -117.047 | 0.9 | street_center |  | I-8 |  |  | LA Mesa | CA | San Diego County | 91941 | US | TIGER/LineÂ® dataset from the US Census Bureau
APCD2012-PTO-001211 | Active | 2012-04-17 | [34H] California Certified Emergency Standby Engine | Restaurant Depot | Dan Camacho | 1335 Cesar E Chavez Py San Diego, CA | 92113 | P | Emergency Diesel Fire Pump Engine: John Deere; model 4045HFC28A,B,C,D; serial number PE4045L153432; Engine Family BJDXL06.8105; 113 bhp rated; turbocharged with charge air cooler; driving a 1500 gpm water pump | 1 | 0 | 0 | 0 | 1 | Diesel |  | 113 | 84.2641 | 2021-12-29 | 83.00 | 2021-12-29 | 96.00 | 13 | 1095.4333 | 0.99508 | 32.6971 | -117.1476 | 1 | rooftop | 1335 | Cesar E Chavez Pkwy |  |  | San Diego | CA | San Diego County | 92113 | US | Sandoval
APCD2012-PTO-001215 | Active | 2012-04-19 | [34W] Registered Engine (Rule 12) | City of San Diego (Fleet) | Gary Timm | 3775 Morena Blvd San Diego, CA | 92117 | M | Registration of Stationary Existing Standby Diesel Engine Perkins, Model: LJ70296, S/N: U687439A, Rating: 74 hp, Year of Manufacture: 1995, Date First Operated in San Diego County: 1996 Original App# APCD2012-CER-000314 | 1 | 0 | 0 | 0 | 1 | Diesel |  | 74 | 55.1818 | 2021-06-10 | 569.00 | 2021-06-10 | 571.80 | 2.8 | 154.509 | 0.14035 | 32.8094 | -117.2136 | 1 | range_interpolation | 3775 | Morena Blvd |  |  | San Diego | CA | San Diego County | 92117 | US | TIGER/LineÂ® dataset from the US Census Bureau
APCD2012-PTO-001219 | Active | 2012-04-23 | [34H] California Certified Emergency Standby Engine | Paradise Village | Norm Smith | 2700 E 4th St National City, CA | 91950 | Q | Emergency Diesel Engine Generator: John Deere; model 6068HF485T,U; serial number PE6068L077557; Engine Family 9JDXL06.8101; tier 3 certified; 315 bhp rated; turbocharged with charge air cooler; driving a 180 kW generator. Located at the Cedars Bldg., less than 500 feet from a school | 1 | 0 | 0 | 0 | 1 | Diesel | 180 | 315 | 180 | [5 empty] | 0 | 0 | 32.6864 | -117.0805 | 1 | rooftop | 2700 | E 4th St |  |  | National City | CA | San Diego County | 91950 | US | San Diego Geographic Information Source - JPA
APCD2012-PTO-001220 | Active | 2012-04-23 | [34H] California Certified Emergency Standby Engine | Paradise Village | Norm Smith | 2700 E 4th St National City, CA | 91950 | Q | Emergency Diesel Engine Generator: John Deere; model 6068HF285K,L; serial number PE6068L073190; Engine Family *JDXL06.8104; tier 3 certified; 197 bhp rated; turbocharged with charge air cooler; driving a 125 kW generator. Located at the Pines/Magnolia Bldgs., less than 500 feet from a school | 1 | 0 | 0 | 0 | 1 | Diesel | 125 | 197 | 125 | 2021-10-26 | 77.60 | 2021-10-26 | 82.90 | 5.3 | 662.5 | 0.60181 | 32.6864 | -117.0805 | 1 | rooftop | 2700 | E 4th St |  |  | National City | CA | San Diego County | 91950 | US | San Diego Geographic Information Source - JPA
APCD2012-PTO-001221 | Active | 2012-04-23 | [34H] California Certified Emergency Standby Engine | Paradise Village | Norm Smith | 2700 E 4th St National City, CA | 91950 | Q | Emergency Diesel Engine Generator: John Deere; model 4045HF285H,I,J; serial number PE4045L077380; Engine Family 9JDXL06.8105; tier 3 certified; 158 bhp rated; turbocharged with charge air cooler; driving a 100 kW generator. Located at the Willows/Palm Bldgs. | 1 | 0 | 0 | 0 | 1 | Diesel | 100 | 158 | 100 | 2021-10-26 | 68.20 | 2022-09-01 | 79.20 | 11 | 1100 | 0.99923 | 32.6864 | -117.0805 | 1 | rooftop | 2700 | E 4th St |  |  | National City | CA | San Diego County | 91950 | US | San Diego Geographic Information Source - JPA
APCD2012-PTO-001222 | Active | 2012-04-23 | [34H] California Certified Emergency Standby Engine | Paradise Village | Norm Smith | 2700 E 4th St National City, CA | 91950 | Q | Emergency Diesel Engine Generator: John Deere; model 6068HF285K,L; serial number PE6068L074131; Engine Family 8JDXL06.8104; tier 3 certified; 197 bhp rated; turbocharged with charge air cooler; driving a 125 kW generator. Located at the Plaza Bldg., less than 500 feet from a school | 1 | 0 | 0 | 0 | 1 | Diesel | 125 | 197 | 125 | [5 empty] | 0 | 0 | 32.6864 | -117.0805 | 1 | rooftop | 2700 | E 4th St |  |  | National City | CA | San Diego County | 91950 | US | San Diego Geographic Information Source - JPA
APCD2012-PTO-001224 | Active | 2012-04-23 | [34C] Emergency Standby Engine | Santier Inc | James Noell | 10103 Carroll Canyon Rd San Diego, CA | 92131 | F | Emergency Natural Gas Engine/Generator: Mitsubishi model 4G64S4M; S/N SCP4822; 71 bhp rated; equipped with a 3-way catalyst; driving a 45kW generator | 0 | 0 | 1 | 0 | 1 | Natural Gas | 45 | 71 | 45 | 2021-07-27 | 112.80 | 2022-07-27 | 129.90 | 17.1 | 769.5 | 0.55885 | 32.9037 | -117.1087 | 1 | rooftop | 10103 | Carroll Canyon Rd |  |  | San Diego | CA | San Diego County | 92131 | US | San Diego Geographic Information Source - JPA
APCD2012-PTO-001225 | Active | 2012-04-25 | [34H] California Certified Emergency Standby Engine | SD Unified School District | Owner Manager | 4100 Normal St San Diego, CA | 92103 | M | Emergency Propane Engine Generator: Power Solutions Inc. (GM) model Vortec 8.1 L; serial number 8P1L23740; Engine Family BPSIB8.10NGP; 164.4 bhp rated; equipped with an air/fuel ratio controller and 3-way catalyst; rich-burn; driving a 100 kW generator | 0 | 0 | 0 | 1 | 1 | Propane | 100 | 1644 | 100 | 2021-09-21 | 27.00 | 2021-09-21 | 31.60 | 4.6 | 460 | 0.37899 | 32.7553 | -117.1476 | 1 | rooftop | 4100 | Normal St |  |  | San Diego | CA | San Diego County | 92103 | US | San Diego Geographic Information Source - JPA
APCD2012-PTO-001230 | Active | 2012-05-01 | [34H] California Certified Emergency Standby Engine | Kaiser Foundation Hospitals | Michael English | Zion Medical Center,4647 Zion Ave San Diego, CA | 92120 | J | Emergency standby engine: Detroit Diesel, Model 12V4000 ADEC, S/N 526105287, 2561 bhp, Model Year 2010, EPA Tier 2 certified of Engine Family Number AMDDL95.4XTR, driving a generator. | 1 | 0 | 0 | 0 | 1 | Diesel |  | 2561 | 1909.7377 | [5 empty] | 0 | 0 | 32.7916 | -117.095 | 1 | rooftop | 4647 | Zion Ave |  |  | San Diego | CA | San Diego County | 92120 | US | San Diego Geographic Information Source - JPA
APCD2012-PTO-001235 | Active | 2012-05-09 | [34H] California Certified Emergency Standby Engine | Pacific Bell | Plant Manager | 7337 Trade St San Diego, CA | 92121 | G | Emergency Diesel Engine Generator: Caterpillar; model 3516DITA; serial number SBK01255; Engine Family BCPXL78.1NZS; tier 2 certified; 3634 bhp rated; turbocharged with charge air cooler; driving a 2.5 MW generator | 1 | 0 | 0 | 0 | 1 | Diesel |  | 634 | 472.7738 | 2021-09-13 | 175.10 | 2021-09-13 | 183.90 | 8.8 | 4160.4094 | 3.7793 | 32.8881 | -117.1645 | 1 | rooftop | 7337 | Trade St |  |  | San Diego | CA | San Diego County | 92121 | US | San Diego Geographic Information Source - JPA
APCD2012-PTO-001241 | Active | 2012-05-14 | [34H] California Certified Emergency Standby Engine | West Coast Resort 11 LLC | John Yeakey | DBA Hilton Cape Rey - Carlsbad,1 Ponto Road Carlsbad, CA | 92011 | E | Stationary Emergency Diesel Engine: John Deere / 6090HF484, S/N: RG6090L108951, 346 hp, EPA Tier 3 certified of Family #BJDXL09.0114, turbocharged, aftercooled, driving an emergency generator. | 1 | 0 | 0 | 0 | 1 | Diesel |  | 346 | 258.0122 | 2022-01-01 | 118.10 | 2022-01-01 | 120.50 | 2.4 | 619.2293 | 0.5625 | 33.1442 | -117.3194 | 1 | place |  |  |  |  | Carlsbad | CA | San Diego County | 92008 | US | TIGER/LineÂ® dataset from the US Census Bureau
APCD2012-PTO-001242 | Active | 2012-05-15 | [34H] California Certified Emergency Standby Engine | Sharp Healthcare | Owner Manager | 10243 Genetic Center Dr San Diego, CA | 92121 | G | Stationary Emergency Diesel Engine: Caterpillar C32, S/N: PRH02193, 1474 hp, EPA Tier 2 certified of Family #CCPXL32.0NZS, turbocharged, aftercooled, driving a generator. | 1 | 0 | 0 | 0 | 1 | Diesel |  | 1474 | 1099.1618 | 2021-12-09 | 221.00 | 2021-12-09 | 228.90 | 7.9 | 8683.3782 | 7.8879 | 32.9062 | -117.1805 | 1 | rooftop | 10243 | Genetic Center Dr |  |  | San Diego | CA | San Diego County | 92121 | US | San Diego Geographic Information Source - JPA
APCD2012-PTO-001243 | Active | 2012-05-16 | [34H] California Certified Emergency Standby Engine | EMD Millipore Corp | Barbara Wood | 26578 Old Julian Hy Ramona, CA | 92065 | F | Emergency Engine Generator (Portable but Stays Onsite): Isuzu Diesel Engine, Model Isuzu 4JJ1T, rated at 67.1 bhp, Model Year 2009, S/N 7204870, EPA Tier 4 Interim Certified Engine, Family Number 9SZXL03.0UTB, turbocharged driving a 36KW Denyo Generator. (Engine is stored and maintained at 26578 Old Julian Hwy in Ramona) | 1 | 0 | 0 | 0 | 1 | Diesel | 36 | 67.1 | 36 | 2021-11-17 | 128.20 | 2021-11-17 | 137.20 | 9 | 324 | 0.29432 | 33.0611 | -116.7551 | 1 | rooftop | 26578 | Old Julian Hwy |  |  | Ramona | CA | San Diego County | 92065 | US | Sandoval
APCD2012-PTO-001245 | Active | 2012-05-21 | [34H] California Certified Emergency Standby Engine | Mediacom Communications Corp | Sean Esman | 30230 Yellow Brick Rd Valley Center, CA | 92082 | B | Emergency Standby Engine: John Deere diesel engine, Model 5030HF285G, S/N PE5030L076725, rated at 96 bhp, Model Year 2011, EPA Tier 3 certified of Engine Family Number BJDXL03.0113, driving a 62 KW generator. | 1 | 0 | 0 | 0 | 1 | Diesel | 62 | 96 | 62 | 2022-04-04 | 236.20 | 2022-04-04 | 237.40 | 1.2 | 74.4 | 0.067584 | 33.2623 | -116.9843 | 1 | rooftop | 30230 | The Yellow Brick Rd |  |  | Valley Center | CA | San Diego County | 92082 | US | San Diego Geographic Information Source - JPA
APCD2012-PTO-001246 | Active | 2012-05-22 | [34H] California Certified Emergency Standby Engine | Hyatt Place San Diego/Vista-Carlsbad | Adam Sahagun | 2645 S Melrose Dr Vista, CA | 92081 | B | Emergency Diesel Engine Generator: Caterpillar model C4.4; serial number E5M03197; Engine Family BPKXL04.4NJ1; tier 3 certified; 130 bhp rated; turbocharged with charge air cooler; driving an 80 kW generator | 1 | 0 | 0 | 0 | 1 | Diesel | 80 | 130 | 80 | 2022-02-08 | 6.60 | 2022-02-08 | 8.30 | 1.7 | 136 | 0.12354 | 33.1358 | -117.2444 | 1 | range_interpolation | 2645 | S Melrose Dr |  |  | Vista | CA | San Diego County | 92081 | US | TIGER/LineÂ® dataset from the US Census Bureau
APCD2012-PTO-001247 | Active | 2012-05-23 | [34H] California Certified Emergency Standby Engine | AT&T Services Inc | Brent Wilson | 2249 W Victoria Dr Alpine, CA | 91901 | H | Emergency standby engine: Caterpillar diesel engine, Model C15 DITA, S/N: FSE03721, rated at 546 bhp, Model Year 2009, EPA Tier 3 certified of Engine Family Number 9CPXL15.2ESW, equipped with Rypos HDPF Hybrid Diesel Particulate Filter and diesel oxidation catalyst, driving a 350 KW gererator. Original App# APCD2011-APP-001488 | 1 | 0 | 0 | 0 | 1 | Diesel | 350 | 546 | 350 | [5 empty] | 0 | 0 | 32.838 | -116.767 | 1 | range_interpolation | 2249 | W Victoria Dr |  |  | Alpine | CA | San Diego County | 91901 | US | TIGER/LineÂ® dataset from the US Census Bureau
APCD2012-PTO-001248 | Active | 2012-05-23 | [34H] California Certified Emergency Standby Engine | Santee Senior Retirement Communities 1, LLC | Kevin Spoor | 11010 Sunset Trail Santee, CA | 92071 | H | Stationary Emergency Diesel Engine: John Deere / 6068HF485T, S/N: PE6068L202263, 315 hp, EPA Tier 3 certified of Family #CJDXL13.5103, turbocharged, aftercooled, driving a generator. | 1 | 0 | 0 | 0 | 1 | Diesel |  | 315 | 234.8955 | [5 empty] | 0 | 0 | 32.8338 | -116.9578 | 1 | rooftop | 11010 | Sunset Trl |  |  | Santee | CA | San Diego County | 92071 | US | Sandoval
APCD2012-PTO-001250 | Active | 2012-05-24 | [34H] California Certified Emergency Standby Engine | University of California, San Diego | Valerie Fanning | UCSD Surgical Lab Building,,200 W. Arbor Drive,225 Dickinson St W (Contiguous) San Diego, CA | 92103 | M | Emergency Engine Generator: Cummins Diesel Engine, Model QSB7-G7, rated at 256 bhp, Model Year 2011, S/N 73309483, EPA Tier 4i Certified Engine, Family Number BCEXL06.7AAF, EGR, Diesel Oxidation Catalyst, Periodic Trap Oxidizer, driving a 132 kw Electrical Generator. | 1 | 0 | 0 | 0 | 1 | Diesel | 132 | 256 | 132 | 2021-06-02 | 66.80 | 2021-06-02 | 69.80 | 3 | 396 | 0.35972 | 32.7549 | -117.1665 | 1 | rooftop | 200 | W Arbor Dr |  |  | San Diego | CA | San Diego County | 92103 | US | San Diego Geographic Information Source - JPA
APCD2012-PTO-001253 | Active | 2012-05-31 | [34H] California Certified Emergency Standby Engine | Spectrum Pacific West LLC | EHS Department | 8949 Ware Court San Diego, CA | 92121 | G | Stationary Emergency Diesel Engine: John Deere; Model 6090HF484, Serial Number RG6090L109666; 346 bhp; Model Year 2011 EPA Certified, Tier 3, Engine Family Number BJDXL09.0114; Powering a 230 kW Electrical Generator | 1 | 0 | 0 | 0 | 1 | Diesel | 230 | 346 | 230 | 2021-06-02 | 138.00 | 2022-06-24 | 163.80 | 25.8 | 5934 | 5.3904 | 32.8871 | -117.1681 | 1 | rooftop | 8949 | Ware Ct |  |  | San Diego | CA | San Diego County | 92121 | US | Sandoval
APCD2012-PTO-001256 | Active | 2012-06-04 | [34H] California Certified Emergency Standby Engine | Otay Water District | Robert Scholl OR GEORGE UNDEN | 11901 Singer Ln Spring Valley, CA | 91978 | Q | Emergency Diesel Engine Generator: Cummins; model QSX15-G9, NR2; S/N 79481416; Engine Family BCEXL015.AAJ; tier 2 certified; 755 bhp rated; turbocharged with charge air cooler; driving a 450 kW generator | 1 | 0 | 0 | 0 | 1 | Diesel | 450 | 755 | 450 | 2022-04-05 | 57.00 | 2022-04-05 | 57.20 | 0.2 | 90 | 0.081755 | 32.7291 | -116.9472 | 1 | rooftop | 11901 | Singer Ln |  |  | Spring Valley | CA | San Diego County | 91978 | US | Sandoval
APCD2012-PTO-001257 | Active | 2012-06-04 | [34H] California Certified Emergency Standby Engine | US Border Patrol | Maint. Supervisor | 3752 Beyer Blvd San Ysidro, CA | 92173 | O | Stationary Emergency Diesel Engine: Cummins / 6BTA5.9-G4, S/N: 46398070, 170 hp, EPA Tier 2 certified of Family #4CEXL0359AAF, turbocharged, aftercooled, driving a generator. | 1 | 0 | 0 | 0 | 1 | Diesel |  | 170 | 126.769 | 2021-08-18 | 80.30 | 2021-08-18 | 83.80 | 3.5 | 443.6915 | 0.40305 | 32.5639 | -117.0533 | 1 | rooftop | 3752 | Beyer Blvd |  |  | San Ysidro | CA | San Diego County | 92173 | US | San Diego Geographic Information Source - JPA
APCD2012-PTO-001258 | Active | 2012-06-04 | [34H] California Certified Emergency Standby Engine | Living Spaces Furniture LLC | Buff Cardona | 1900 University Dr Vista, CA | 92083 | C | Emergency Engine Generator, John Deere Diesel Engine, Model 6068HF285L, S/N PE6068L098501, rated at 208 bhp, Model Year 2011, EPA Tier 3 Certified Engine, Family Number AJDXL06.8104, turbocharged and aftercooled driving a 135 KW electrical generator. | 1 | 0 | 0 | 0 | 1 | Diesel | 135 | 208 | 135 | 2022-02-04 | 14.00 | 2022-02-04 | 14.00 | 0 | 0 | 0 | 33.1727 | -117.2185 | 1 | rooftop | 1900 | University Dr |  |  | Vista | CA | San Diego County | 92083 | US | San Diego Geographic Information Source - JPA
APCD2012-PTO-001260 | Active | 2012-06-04 | [34H] California Certified Emergency Standby Engine | North County Transit | Nedina Facchini | 810 Misison Av Oceanside, CA | 92054 | C | Emergency standby engine: John Deere, Model: 6090HF484C, S/N: RG6090L077036, Diesel, turbocharged and aftercooled, 346 bhp, EPA Certified Tier 3 engine of family number 9JDXL09.0114, driving a 230 kW generator. Original App# APCD2010-APP-000990 | 1 | 0 | 0 | 0 | 1 | Diesel | 230 | 346 | 230 | 2021-08-13 | 217.60 | 2022-08-10 | 243.70 | 26.1 | 6003 | 5.4531 | 33.1955 | -117.3545 | 0.5 | place |  |  |  |  | Oceanside | CA | San Diego County | 92054 | US | TIGER/LineÂ® dataset from the US Census Bureau
APCD2012-PTO-001265 | Active | 2012-06-07 | [34H] California Certified Emergency Standby Engine | Rady Childrens Medical Office | Timothy Jacoby | 7910 Frost St San Diego, CA | 92123 | J | Stationary Emergency Diesel Engine: John Deere; Model 4045HF285; Serial Number PE4045L199397; 158 bhp; Model Year 2012 EPA Certified, Tier 3, Engine Family Number CJDXL04.5119; Powering a 102 kW Electrical Generator | 1 | 0 | 0 | 0 | 1 | Diesel | 102 | 158 | 102 | [5 empty] | 0 | 0 | 32.8007 | -117.1542 | 1 | rooftop | 7910 | Frost St |  |  | San Diego | CA | San Diego County | 92123 | US | San Diego Geographic Information Source - JPA
APCD2012-PTO-001274 | Active | 2012-06-18 | [34H] California Certified Emergency Standby Engine | SDG&E Suncrest Substation |  | San Diego Gas & Electric,23312 Bell Bluff Truck Trail San Diego, CA | 91901 | H | Stationary Emergency Diesel Engine: IVECO-FPT / F2CE9685A-E, S/N: E002-018512, 389 hp, EPA Tier 3 certified of Family #BVEXL08.7TR3, turbocharged, aftercooled, driving a generator. | 1 | 0 | 0 | 0 | 1 | Diesel |  | 389 | 290.0773 | [5 empty] | 0 | 0 | 32.8106 | -116.672 | 0.9 | rooftop | 23312 | Bell Bluff Truck Trl |  |  | Alpine | CA | San Diego County | 91901 | US | Sandoval
APCD2012-PTO-001284 | Active | 2012-06-28 | [34H] California Certified Emergency Standby Engine | Fleet & Industrial Supply Center (FISC) San Diego Fuel Dept | Stephen Frey | 199 Rosecrans St Bldg 35 San Diego, CA | 92106 | I | Emergency Diesel Engine Generator:Caterpillar model 3512C; S/N EBG00740; Engine Family ACPXL58.6T2X, tier 2 certified; 2206 bhp rated; turbocharged with charge air cooler; driving a 1500 kW generator | 1 | 0 | 0 | 0 | 1 | Diesel | 500 | 206 | 500 | 2021-09-16 | 56.10 | 2021-09-16 | 60.60 | 4.5 | 2250 | 2.0439 | 32.7356 | -117.2201 | 0.7 | street_center |  | Rosecrans St | Bldg | 35 | San Diego | CA | San Diego County | 92106 | US | TIGER/LineÂ® dataset from the US Census Bureau
APCD2012-PTO-001285 | Active | 2012-06-29 | [34H] California Certified Emergency Standby Engine | Tanex BioPharma USA Inc | Mike Chalfant | 10421 Pacific Center Ct San Diego, ca | 92121 | G | Emergency Diesel Engine Manufacturer: Volvo Model: TWD1643GE S/N: D16*055279*C3*A Size: 904 hp EPA Tier 2 certified, Family# BVPXL16.1ACW Model Year: 2011 Generator Size: 560 kW Located: North | 1 | 0 | 0 | 0 | 1 | Diesel | 560 | 904 | 560 | 2021-05-06 | 91.10 | 2022-06-17 | 111.00 | 19.9 | 11144 | 10.1231 | 32.9065 | -117.1872 | 1 | rooftop | 10421 | Pacific Center Ct |  |  | San Diego | CA | San Diego County | 92121 | US | Sandoval
APCD2012-PTO-001286 | Active | 2012-06-29 | [34H] California Certified Emergency Standby Engine | Tanex BioPharma USA Inc | Mike Chalfant | 10421 Pacific Center Ct San Diego, ca | 92121 | G | Emergency Diesel Engine Manufacturer: Volvo Model: TWD1643GE S/N: D16*055075*C3*A Size: 904 hp EPA Tier 2 certified, Family# BVPXL16.1ACW Model Year: 2011 Generator Size: 560 kW Located: South | 1 | 0 | 0 | 0 | 1 | Diesel | 560 | 904 | 560 | 2021-05-06 | 86.50 | 2022-06-21 | 106.80 | 20.3 | 11368 | 10.3266 | 32.9065 | -117.1872 | 1 | rooftop | 10421 | Pacific Center Ct |  |  | San Diego | CA | San Diego County | 92121 | US | Sandoval
APCD2012-PTO-001289 | Active | 2012-07-05 | [34H] California Certified Emergency Standby Engine | USMC Base Public Utilities U40 |  | 24 Area Water Treatment Plant Camp Pendleton, CA | 92055 | A | Emergency standby engine: Cummins diesel engine, Model: QSK50-G4-NR2, Serial Number 25369257, rated at 2220 bhp, Model Year 2011, EPA Tier 2 certified of Engine Family Number BCEXL050.ADD, driving a 1500 KW generator. (Building 2470) | 1 | 0 | 0 | 0 | 1 | Diesel | 500 | 2220 | 500 | [5 empty] | 0 | 0 | 33.3877 | -117.4448 | 0.5 | place |  |  |  |  | Camp Pendleton | CA | San Diego County | 92055 | US | TIGER/LineÂ® dataset from the US Census Bureau
APCD2012-PTO-001290 | Active | 2012-07-05 | [34H] California Certified Emergency Standby Engine | USMC Base Public Utilities U23 | Air Quality Section | Building 4111, Las Flores Fire Camp Pendleton, CA | 92055 | A | Emergency standby engine: John Deere, Model: 6068HF285K,S/N: PE6068L200078 rated at 237 bhp, Model Year 2012, EPA Tier 4i certified of Engine Family Number CJDXL06.8120, Turbocharged, Aftercooled, powering a 154 KW Electrical Generator. Original App# APCD2012-APP-001987 | 0 | 0 | 0 | 0 | 0 | Unknown | 154 | 237 | 154 | [5 empty] | 0 | 0 | 33.3715 | -117.1715 | 0.68 | nearest_rooftop_match | 4131 | Reche Rd |  |  | Fallbrook | CA | San Diego County | 92028 | US | San Diego Geographic Information Source - JPA
APCD2012-PTO-001292 | Active | 2012-07-13 | [34H] California Certified Emergency Standby Engine | 939 Coast Management | Bob Farrimond | 939 Coast Bl San Diego, CA | 92037 | I | Emergency Engine: General Motors / 4.3 L, NG-fueled, S/N: 4.3L67718, 66.5 hp, EPA certified Tier 2 of Family#CPSIB4.302ED, driving a generator. | 0 | 0 | 0 | 0 | 0 | Natural Gas |  | 66.5 | 49.5891 | 2022-08-23 | 125.80 | 2022-08-23 | 129.50 | 3.7 | 183.4795 | 0.13325 | 32.8482 | -117.2759 | 0.9 | rooftop | 939 | Coast Blvd |  |  | LA Jolla | CA | San Diego County | 92037 | US | San Diego Geographic Information Source - JPA
APCD2012-PTO-001293 | Active | 2012-07-13 | [34H] California Certified Emergency Standby Engine | USMC Base Public Safety SA03 | Victoria Rodriguez | Building 31A40 Camp Pendleton, CA | 92055 | A | Stationary Emergency Diesel Engine: John Deere / 4045HF285I, S/N:PE4045L193119, 158 hp, EPA Tier 3 certified of Family #BJDXL06.8117, turbocharged, driving a generator. | 1 | 0 | 0 | 0 | 1 | Diesel |  | 158 | 117.8206 | [5 empty] | 0 | 0 | 33.3877 | -117.4448 | 1 | place |  |  |  |  | Camp Pendleton | CA | San Diego County | 92055 | US | TIGER/LineÂ® dataset from the US Census Bureau
APCD2012-PTO-001296 | Active | 2012-07-17 | [34H] California Certified Emergency Standby Engine | Federal Emergency Management Agency | John Rigg | 5706 Old Memory Lane San Diego, CA | 92114 | N | Emergency Engine Generator: John Deere Diesel Engine, Model Number 4024HF285B, 80 hp, Model 2010, S/N PE 4024L033442, EPA Tier 3 Certified, Engine Family Number AJXDXL0.113, turbocharged and aftercooled, driving a 45 kW generator. | 1 | 0 | 0 | 0 | 1 | Diesel | 45 | 80 | 45 | [5 empty] | 0 | 0 | 32.7204 | -117.073 | 1 | range_interpolation | 5706 | Old Memory Ln |  |  | San Diego | CA | San Diego County | 92114 | US | TIGER/LineÂ® dataset from the US Census Bureau
APCD2012-PTO-001297 | Active | 2012-07-18 | [34H] California Certified Emergency Standby Engine | Kaiser Permanente | Lonnie Roy | 400 Craven Rd San Marcos, CA | 92078 | E | Emergency standby diesel engine: Detroit engine, Model MTU 16V2000 G85, S/N 5362010222, rated at 1495 bhp, Model year 2011, EPA Tier 2 certified of Engine Family Number BMDDL35.8GRR, driving a 1000 KW generator. Original App# APCD2011-APP-001837 | 1 | 0 | 0 | 0 | 1 | Diesel | 1000 | 1495 | 1000 | [5 empty] | 0 | 0 | 33.1283 | -117.1709 | 1 | rooftop | 400 | Craven Rd |  |  | San Marcos | CA | San Diego County | 92078 | US | San Diego Geographic Information Source - JPA
APCD2012-PTO-001299 | Active | 2012-07-19 | [34C] Emergency Standby Engine | Pacific Bell | Andrew Taylor | 4375 Buckman Springs Rd Pine Valley, CA | 91962 | R | Emergency Propane Engine Generator: Generac model GLPN (ford windsor 6.8 L V10); serial number E172A 130411 1030009; Engine Family BGNXB06.82C4; 208.5 bhp rated; equipped with a Generac air/fuel ratio controller and 3-way catalyst; rich-burn; driving a 130 kW generator (s/n GXC01048). | 0 | 0 | 0 | 1 | 1 | Propane | 130 | 2085 | 130 | 2022-04-27 | 473.70 | 2022-04-27 | 477.70 | 4 | 520 | 0.42843 | 32.7662 | -116.4891 | 1 | rooftop | 4375 | Buckman Springs Rd |  |  | Pine Valley | CA | San Diego County | 91962 | US | San Diego Geographic Information Source - JPA
APCD2012-PTO-001300 | Active | 2012-07-20 | [34W] Registered Engine (Rule 12) | MaxLinear Inc | Jay Zimmett | 5966 La Place Ct Carlsbad, CA | 92008 | C | Existing Stationary Emergency Standby Diesel Engine 1995 Cummins, Model: 6CT8.3-G, S/N: 45195743, rating: 207 bhp Original App# APCD2012-CER-000335 | 1 | 0 | 0 | 0 | 1 | Diesel |  | 207 | 154.3599 | 2022-01-01 | 568.60 | 2022-01-01 | 570.90 | 2.3 | 355.0278 | 0.3225 | 33.1326 | -117.2721 | 1 | range_interpolation | 5966 | LA Place Ct |  |  | Carlsbad | CA | San Diego County | 92008 | US | TIGER/LineÂ® dataset from the US Census Bureau
APCD2012-PTO-001305 | Active | 2012-07-30 | [34H] California Certified Emergency Standby Engine | EGP 2297 Otay LLC | Trish Schuler | 2297 Niels Bohr Ct San Diego, CA | 92154 | S | Stationary Emergency Diesel Engine: John Deere / 4045HF285I, S/N: PE4045L205249, 158 hp, EPA Tier 3 certified of Family #CJDXL04.5119, turbocharged, aftercooled, driving a generator. | 1 | 0 | 0 | 0 | 1 | Diesel |  | 158 | 117.8206 | 2021-09-09 | 78.90 | 2021-09-09 | 80.30 | 1.4 | 164.9488 | 0.14984 | 32.5562 | -116.9393 | 1 | rooftop | 2297 | Niels Bohr Ct |  |  | San Diego | CA | San Diego County | 92154 | US | Sandoval
APCD2012-PTO-001312 | Active | 2012-08-08 | [34H] California Certified Emergency Standby Engine | Pacific Ridge | Owner Mgr | 6001 Linda Vista Rd San Diego, CA | 92110 | I | Stationary Emergency Diesel Engine: John Deere / 6090HFG86, S/N: RG6090L110531, 463 hp, EPA Tier 3 certified of Family #BJDXL09.0114, turbocharged, aftercooled, driving a generator. | 1 | 0 | 0 | 0 | 1 | Diesel |  | 463 | 345.2591 | 2021-12-16 | 65.30 | 2021-12-16 | 76.90 | 11.6 | 4005.0056 | 3.6381 | 32.7718 | -117.1848 | 1 | rooftop | 6001 | Linda Vista Rd |  |  | San Diego | CA | San Diego County | 92111 | US | San Diego Geographic Information Source - JPA
APCD2012-PTO-001317 | Active | 2012-08-15 | [34H] California Certified Emergency Standby Engine | Altman Specialty Plants | John Piek | 3742 Blue Bird Canyon Rd Vista, CA | 92084 | B | Emergency Engine Generator: John Deere Diesel Engine, Model 6068HF485, rated at 315 bhp, Model Year 2012, S/N PE6068L208374, EPA Tier 3 Certified Engine, Family Number CJDXL13.5103, turbocharged and aftercooled, driving a 180 KW Electrical Generator. | 1 | 0 | 0 | 0 | 1 | Diesel | 180 | 315 | 180 | 2022-03-10 | 160.18 | 2022-03-10 | 161.33 | 1.15 | 207 | 0.18804 | 33.187 | -117.1753 | 1 | rooftop | 3742 | Blue Bird Canyon Rd |  |  | Vista | CA | San Diego County | 92084 | US | San Diego Geographic Information Source - JPA
APCD2012-PTO-001329 | Active | 2012-08-23 | [34H] California Certified Emergency Standby Engine | Target Store T2802 | General Manager | 280 E Via Rancho Parkway Escondido, CA | 92025 | D | Emergency Engine:Natural gas or LPG-fueled 6.8 liter Ford engine, 151 hp, . Model 6p 680 aa, . S/N E172A 150212 0460154, . EPA certified of Family #CGNXB06.82C3, equipped with air/fuel ratio controller and 3-way catalytic converter, driving a Generac generator, S/N: 2114437. | 0 | 0 | 1 | 0 | 1 | Natural Gas |  | 151 | 112.6007 | 2021-10-07 | 34.70 | 2021-10-07 | 49.70 | 15 | 1689.0105 | 1.2267 | 33.0697 | -117.0661 | 1 | rooftop | 280 | E Via Rancho Pkwy |  |  | Escondido | CA | San Diego County | 92025 | US | San Diego Geographic Information Source - JPA
APCD2012-PTO-001335 | Active | 2012-08-29 | [34H] California Certified Emergency Standby Engine | City of Poway | Environmental Manager | 12906 Camino del Valle Poway, CA | 92064 | F | Emergency Engine: Caterpillar, Model C6.6, 273 BHP, diesel fired, turbocharged, aftercooled, S/N E6M01893, Engine Family No. 9PKXL06.6PJ1, Tier 3. | 1 | 0 | 0 | 0 | 1 | Diesel |  | 273 | 203.5761 | 2021-06-01 | 29.50 | 2022-05-31 | 44.60 | 15.1 | 3073.9991 | 2.7924 | 33.0139 | -117.0542 | 1 | rooftop | 12906 | Camino Del Valle |  |  | Poway | CA | San Diego County | 92064 | US | San Diego Geographic Information Source - JPA
APCD2012-PTO-001336 | Active | 2012-08-29 | [34H] California Certified Emergency Standby Engine | City of Poway | Environmental Manager | 14090 Northcrest Lane Poway, CA | 92064 | F | Emergency Engine: Caterpillar, Model C15, S/N FSE03063, 546 BHP, diesel fired, turbocharged, aftercooled, Engine Family No. ACPXL15.2ESX, Tier 3. | 1 | 0 | 0 | 0 | 1 | Diesel |  | 546 | 407.1522 | 2021-06-01 | 32.00 | 2022-05-31 | 59.50 | 27.5 | 11196.6855 | 10.171 | 32.9931 | -117.0267 | 1 | range_interpolation | 14090 | Northcrest Ln |  |  | Poway | CA | San Diego County | 92064 | US | TIGER/LineÂ® dataset from the US Census Bureau
APCD2012-PTO-001337 | Active | 2012-08-30 | [34H] California Certified Emergency Standby Engine | Entercom San Diego LLC | Mike Prasser | 2122 Via Casa Alta La Jolla, CA | 92037 | I | Stationary Emergency Diesel Engine: John Deere; Model 4045HF285; Serial Number PE4045L200056; 158 bhp; Model Year 2012 EPA Certified, Tier 3, Engine Family Number CJDXL04.5119; Powering a 100 kW Electrical Generator | 1 | 0 | 0 | 0 | 1 | Diesel | 100 | 158 | 100 | [5 empty] | 0 | 0 | 32.841 | -117.2539 | 1 | range_interpolation | 2122 | Via Casa Alta |  |  | LA Jolla | CA | San Diego County | 92037 | US | TIGER/LineÂ® dataset from the US Census Bureau
APCD2012-PTO-001338 | Active | 2012-08-31 | [34H] California Certified Emergency Standby Engine | San Diego Community College District | Kurt Enyedi | 7250 Mesa College Dr San Diego, CA | 92111 | M | Stationary Emergency Diesel Engine: Volvo / TAD1641GETAD1641GE-D50016.1B65, S/N: D16047171, 757 hp, Tier 2 certified of Family #AVPXL16.1ACB, turbocharged, aftercooled, driving an emergency generator. | 1 | 0 | 0 | 0 | 1 | Diesel |  | 757 | 564.4949 | 2021-12-31 | 50.60 | 2022-07-13 | 66.00 | 15.4 | 8693.2215 | 7.8969 | 32.8046 | -117.1706 | 1 | rooftop | 7250 | Mesa College Dr |  |  | San Diego | CA | San Diego County | 92111 | US | San Diego Geographic Information Source - JPA
APCD2012-PTO-001339 | Active | 2012-09-04 | [34H] California Certified Emergency Standby Engine | Kyocera International Inc | Kathryn Phin | 8611 Balboa Ave San Diego, CA | 92123 | J | Emergency Diesel Engine Generator: Caterpillar model 3512C; serial number EBG01001; Engine Family BCPXL78.1NZS; tier 2 certified; 2206 bhp rated (1645 kW nameplate); turbocharged with charge air cooler; driving a 1500 kW generator | 1 | 0 | 0 | 0 | 1 | Diesel | 645 | 206 | 645 | 2021-09-08 | 246.10 | 2021-09-08 | 250.50 | 4.4 | 2838 | 2.578 | 32.82 | -117.1419 | 1 | rooftop | 8611 | Balboa Ave |  |  | San Diego | CA | San Diego County | 92123 | US | San Diego Geographic Information Source - JPA
APCD2012-PTO-001347 | Active | 2012-09-10 | [34H] California Certified Emergency Standby Engine | Somerset Subacute and Care | Soon Burnam | 151 Claydelle Ave El Cajon, CA | 92020 | L | Stationary Emergency Diesel Engine: John Deere / 4045HF285K, S/N: PE4045L205213 , 197 hp, EPA Tier 3 certified of Family #CJDXL06.8120, turbocharged, aftercooled, driving a generator. | 1 | 0 | 0 | 0 | 1 | Diesel |  | 197 | 146.9029 | 2021-05-12 | 153.90 | 2021-05-12 | 161.00 | 7.1 | 1043.0106 | 0.94746 | 32.7942 | -116.9582 | 1 | rooftop | 151 | Claydelle Ave |  |  | El Cajon | CA | San Diego County | 92020 | US | San Diego Geographic Information Source - JPA
APCD2012-PTO-001350 | Active | 2012-09-11 | [34C] Emergency Standby Engine | USMC Base Marine Group Ops | Air Quality Section | Building 4354B1 Camp Pendleton, CA | 92055 | A | Emergency standby engine: Make General Motors, fueled with natural gas, Model Vortec 5.7L, S/N 5.7L 21513 M11, rated at 105 bhp, EPA Certified for spark ignited engines of family number BPSIB5.702ED, equipped with PSI 3-way catalyst, driving a 60 KW generator. (Building 4372U3) (APCD2011-APP-001788/CCN/Sep 2012) | 0 | 0 | 1 | 0 | 1 | Natural Gas | 60 | 105 | 60 | [5 empty] | 0 | 0 | 33.3877 | -117.4448 | 1 | place |  |  |  |  | Camp Pendleton | CA | San Diego County | 92055 | US | TIGER/LineÂ® dataset from the US Census Bureau
APCD2012-PTO-001360 | Active | 2012-09-25 | [34H] California Certified Emergency Standby Engine | Monterey Financial Services | Facility Manager | 4095 Avenida De La Plata Oceanside, CA | 92056 | C | Emergency standby engine: John Deere diesel engine, Model 5030HF285, S/N PE5030L087476, rated at 96 bhp, Model Year 2012, EPA Tier 3 certified of Engine Family Number CJDXL03.0113, driving a 62 KW generator. (APCD2012-APP-001981/CCN/Oct 2012) | 1 | 0 | 0 | 0 | 1 | Diesel | 62 | 96 | 62 | 2022-01-01 | 125.90 | 2022-01-01 | 130.40 | 4.5 | 279 | 0.25344 | 33.2077 | -117.2945 | 1 | rooftop | 4095 | Avenida De La Plata |  |  | Oceanside | CA | San Diego County | 92056 | US | San Diego Geographic Information Source - JPA
APCD2012-PTO-001362 | Active | 2012-09-28 | [34H] California Certified Emergency Standby Engine | McClintock Warehouse Lofts | Owner Manager | 1202 Kettner Blvd San Diego, CA | 92101 | N | Stationary Emergency Natural Gas Engine: General Motors; Model GM-5.7L; Serial Number 5.7L23055; 105 bhp; Model Year 2012 EPA Certified, Engine Family Number CPSIB5.702ED; Three-Way Catalyst; Powering a 64 kW Electrical Generator | 0 | 0 | 1 | 0 | 1 | Natural Gas | 64 | 105 | 64 | [5 empty] | 0 | 0 | 32.7181 | -117.1695 | 1 | rooftop | 1202 | Kettner Blvd |  |  | San Diego | CA | San Diego County | 92101 | US | San Diego Geographic Information Source - JPA
APCD2012-PTO-001364 | Active | 2012-10-02 | [34H] California Certified Emergency Standby Engine | Tandem Diabetes Care Inc | Kandra Olsen | 11025 Roselle Street San Diego, CA | 92121 | G | Stationary Emergency Diesel Engine: John Deere; Model 6068HFG85; Serial Number PE6068L871175; 315 bhp; Model Year 2012 EPA Certified, Tier 3, Engine Family Number CJDXL13.5103; Powering a 180 kW Electrical Generator | 1 | 0 | 0 | 0 | 1 | Diesel | 180 | 315 | 180 | 2021-09-10 | 92.10 | 2021-09-10 | 95.30 | 3.2 | 576 | 0.52323 | 32.903 | -117.2264 | 1 | rooftop | 11025 | Roselle St |  |  | San Diego | CA | San Diego County | 92121 | US | San Diego Geographic Information Source - JPA
APCD2012-PTO-001365 | Active | 2012-10-02 | [34H] California Certified Emergency Standby Engine | Tandem Diabetes Care Inc | Kandra Olsen | 11035 Roselle Street San Diego, CA | 92121 | G | Stationary Emergency Diesel Engine: John Deere; Model 6090HF484; Serial Number RG6090L112570; 346 bhp; Model Year 2012 EPA Certified, Tier 3, Engine Family Number CJDXL09.0114; Turbocharged, Aftercooled; Powering a 230 kW Electrical Generator | 1 | 0 | 0 | 0 | 1 | Diesel | 230 | 346 | 230 | 2021-09-10 | 143.60 | 2021-09-10 | 146.20 | 2.6 | 598 | 0.54322 | 32.9038 | -117.2272 | 1 | rooftop | 11035 | Roselle St |  |  | San Diego | CA | San Diego County | 92121 | US | San Diego Geographic Information Source - JPA
APCD2012-PTO-001366 | Active | 2012-10-02 | [34H] California Certified Emergency Standby Engine | ARE-11025/11075 Roselle Street LLC | Jon Labaw | 11045 Roselle Street San Diego, CA | 92121 | G | Stationary Emergency Diesel Engine: John Deere; Model 6090HFG86; Serial Number RG6090L112846; 463 bhp Rated; Model Year 2012 EPA Certified, Tier 3, Engine Family Number CJDXL09.0114; Turbocharged, Aftercooled; Powering a 300 kW Electrical Generator | 1 | 0 | 0 | 0 | 1 | Diesel | 300 | 463 | 300 | 2021-12-20 | 69.50 | 2022-02-04 | 75.00 | 5.5 | 1650 | 1.4988 | 32.9044 | -117.2278 | 1 | rooftop | 11045 | Roselle St |  |  | San Diego | CA | San Diego County | 92121 | US | San Diego Geographic Information Source - JPA
APCD2012-PTO-001374 | Active | 2012-10-10 | [34H] California Certified Emergency Standby Engine | Neiman Marcus |  | 7027 Friars Rd San Diego, CA | 92108 | M | Emergency Diesel Engine Generator: John Deere; model 4024HF285; serial number PE4024L025596; Engine Family AJDXL03.0113; tier 3 certified; 80 bhp rated; turbocharged with charge air cooler; driving a 35 kW generator | 1 | 0 | 0 | 0 | 1 | Diesel | 35 | 80 | 35 | 2021-08-31 | 158.00 | 2021-08-31 | 169.90 | 11.9 | 416.5 | 0.37835 | 32.7691 | -117.1666 | 1 | rooftop | 7027 | Friars Rd |  |  | San Diego | CA | San Diego County | 92108 | US | San Diego Geographic Information Source - JPA
APCD2012-PTO-001378 | Active | 2012-10-11 | [34H] California Certified Emergency Standby Engine | Generations Health Care | Chris Stephens | 7800 Parkway Dr La Mesa, CA | 91942 | K | Emergency Diesel Engine Generator: Cummins; model QSB7-G3, NR3; serial number 73239876; Engine Family BCEXL0409AAB; tier 3 certified; 250 bhp rated; turbocharged with charge air cooler; driving a 125 kW generator | 1 | 0 | 0 | 0 | 1 | Diesel | 125 | 250 | 125 | 2021-12-17 | 125.00 | 2022-05-17 | 154.20 | 29.2 | 3650 | 3.3156 | 32.775 | -117.0286 | 1 | rooftop | 7800 | Parkway Dr |  |  | LA Mesa | CA | San Diego County | 91942 | US | San Diego Geographic Information Source - JPA
APCD2012-PTO-001379 | Active | 2012-10-12 | [34H] California Certified Emergency Standby Engine | Cibus LLC | Glen Best | 6455 Nancy Ridge Dr San Diego, CA | 92121 | G | Stationary Emergency Diesel Engine: John Deere / 6090HFG86A, S/N: RG6090L113650, 463 hp, EPA Tier 3 certified of Family #CJDXL09.0114, turbocharged, aftercooled, driving a generator. | 1 | 0 | 0 | 0 | 1 | Diesel |  | 463 | 345.2591 | 2021-11-09 | 87.80 | 2021-11-09 | 98.60 | 10.8 | 3728.7983 | 3.3872 | 32.8865 | -117.1824 | 1 | rooftop | 6455 | Nancy Ridge Dr |  |  | San Diego | CA | San Diego County | 92121 | US | San Diego Geographic Information Source - JPA
APCD2012-PTO-001380 | Active | 2012-10-15 | [34H] California Certified Emergency Standby Engine | 666 Upas HOA | Adrian Fernandez | 666 Upas St San Diego, CA | 92103 | M | Emergency Natural Gas Engine Generator: Bucks Engines model GM 8.1L; serial number 149E2294; Engine Family 8BKSB08.1SCE; 212 bhp rated; equipped with an air/fuel ratio controller and Nett 3-way catalyst; rich-burn; driving a 100 kW generator | 0 | 0 | 1 | 0 | 1 | Natural Gas | 100 | 212 | 100 | 2021-11-22 | 18.50 | 2021-11-22 | 20.80 | 2.3 | 230 | 0.16704 | 32.7414 | -117.1588 | 1 | rooftop | 666 | Upas St |  |  | San Diego | CA | San Diego County | 92103 | US | San Diego Geographic Information Source - JPA
APCD2012-PTO-001381 | Active | 2012-10-15 | [34H] California Certified Emergency Standby Engine | Sharp Rees Stealy Medical Center | Bryan Smith | 300 Fir St San Diego, CA | 92101 | N | Stationary Emergency Diesel Engine: MTU-Detroit Diesel / 6R1600G70S, S/N: 16301001174, 418 hp, EPA Tier 3 certified of Family #AMDDL14.0GWK, turbocharged, aftercooled, driving a generator. | 1 | 0 | 0 | 0 | 1 | Diesel |  | 418 | 311.7026 | [5 empty] | 0 | 0 | 32.7253 | -117.1621 | 1 | range_interpolation | 300 | Fir St |  |  | San Diego | CA | San Diego County | 92101 | US | TIGER/LineÂ® dataset from the US Census Bureau
APCD2012-PTO-001384 | Active | 2012-10-19 | [34H] California Certified Emergency Standby Engine | Sea World San Diego | Steve Melanese | 500 Sea World Dr San Diego, CA | 92109 | I | Stationary Emergency Diesel Engine: Cummins; Model QSB7-G5 NR3; Serial Number 73399987; 324 bhp; Model Year 2012 EPA Certified, Tier 3, Engine Family Number CCEXL0409AAD; Powering a 150 kW Electrical Generator | 1 | 0 | 0 | 0 | 1 | Diesel | 150 | 324 | 150 | [5 empty] | 0 | 0 | 32.7611 | -117.2219 | 1 | range_interpolation | 500 | Sea World Dr |  |  | San Diego | CA | San Diego County | 92109 | US | TIGER/LineÂ® dataset from the US Census Bureau
APCD2012-PTO-001385 | Active | 2012-10-19 | [34H] California Certified Emergency Standby Engine | ALFA 12375 World Trade Drive LLC | Fred Wilkins | 12375 World Trade Dr San Diego, CA | 92128 | F | Stationary Emergency Diesel Engine: John Deere / 6090HF484B, S/N: RG6090L113179, 385 hp, EPA Tier 3 certified of Family #CJDXL09.0114, turbocharged, aftercooled, driving a generator. | 1 | 0 | 0 | 0 | 1 | Diesel |  | 385 | 287.0945 | 2022-04-13 | 214.20 | 2022-04-13 | 216.20 | 2 | 574.189 | 0.52159 | 32.9864 | -117.068 | 1 | rooftop | 12375 | World Trade Dr |  |  | San Diego | CA | San Diego County | 92128 | US | San Diego Geographic Information Source - JPA
APCD2012-PTO-001388 | Active | 2012-10-26 | [34H] California Certified Emergency Standby Engine | US Border Patrol | Ann Vasquez | 225 Kenny St El Cajon, CA | 92021 | L | Emergency Engine Generator: Cummins Diesel Engine, Model 6BTA5.9, rated at 170 bhp Model Year 2004, S/N 46398074, EPA Tier 2 Certified Engine, Family number 4CEXL0359AAF, turbocharged and aftercooled, driving a 100 KW Electrical Generator. | 1 | 0 | 0 | 0 | 1 | Diesel | 100 | 170 | 100 | 2022-05-17 | 294.70 | 2022-05-17 | 303.00 | 8.3 | 830 | 0.75397 | 32.8294 | -116.9757 | 1 | range_interpolation | 225 | Kenney St |  |  | El Cajon | CA | San Diego County | 92020 | US | TIGER/LineÂ® dataset from the US Census Bureau
APCD2012-PTO-001399 | Active | 2012-11-06 | [34H] California Certified Emergency Standby Engine | Helix Water District | Kevin Miller | 4165 W Arrieta Circle La Mesa, CA | 91941 | K | Emergency Engine Generator: John Deere Diesel Engine, Model 4045HF285H, rated at 133 bhp, Model Year 2012, S/N PE 4045L206722, EPA Tier 4 Interim Certified Engine, Family Number CJDXL04.5119, turbocharged driving a 77 kW Electric Generator. | 1 | 0 | 0 | 0 | 1 | Diesel | 77 | 133 | 77 | 2021-12-10 | 52.40 | 2022-04-05 | 59.00 | 6.6 | 508.2 | 0.46165 | 32.7531 | -117.021 | 1 | range_interpolation | 4165 | W Arrieta Cir |  |  | LA Mesa | CA | San Diego County | 91941 | US | TIGER/LineÂ® dataset from the US Census Bureau
APCD2012-PTO-001403 | Active | 2012-11-13 | [34H] California Certified Emergency Standby Engine | San Diego Unified Port District | Owner Manager | 1000-1022 W Bay Marina Dr National City, CA | 91950 | Q | Stationary Emergency Diesel Engine: John Deere; Model 6068TF220; Serial Number PE6068T228680; 210 bhp; Model Year 2003; EPA Certified for Fire Pump Use Only, Tier 2; Powering a 1500 gpm Fire Pump | 1 | 0 | 0 | 0 | 1 | Diesel |  | 210 | 156.597 | 2022-01-27 | 236.20 | 2022-01-27 | 236.20 | 0 | 0 | 0 | 32.6568 | -117.112 | 0.7 | nearest_rooftop_match | 1022 | Bay Marina Dr |  |  | National City | CA | San Diego County | 91950 | US | San Diego Geographic Information Source - JPA
APCD2012-PTO-001404 | Active | 2012-11-13 | [34H] California Certified Emergency Standby Engine | Janssen Research & Development LLC | Patrick McQuinn | 3210 Merryfield Row San Diego, CA | 92121 | G | Emergency Engine Generator: Volvo Diesel Engine, Model TAD1641GE, rated at 757 bhp, Model Year 2012, S/N D16 061886 C3 A (Unit B), Tier 2 Certified Engine, Family Number CVPXL16.1ACB, Turbocharged, driving a a 500 KW Electrical Generator. | 1 | 0 | 0 | 0 | 1 | Diesel | 500 | 757 | 500 | 2021-12-31 | 76.20 | 2022-03-24 | 98.00 | 21.8 | 10900 | 9.9015 | 32.9005 | -117.2367 | 1 | range_interpolation | 3210 | Merryfield Row |  |  | San Diego | CA | San Diego County | 92121 | US | TIGER/LineÂ® dataset from the US Census Bureau
APCD2012-PTO-001405 | Active | 2012-11-13 | [34H] California Certified Emergency Standby Engine | Janssen Research & Development LLC | Patrick McQuinn | 3210 Merryfield Row San Diego, CA | 92121 | G | Emergency Engine Generator: Volvo Diesel Engine, Model TAD1641GE, rated at 757 bhp, Model Year 2012, S/N D16 061887 C3 A(Unit A), Tier 2 Certified Engine, Family Number CVPXL16.1ACB, Turbocharged, driving a 500 KW Electrical Generator. | 1 | 0 | 0 | 0 | 1 | Diesel | 500 | 757 | 500 | 2022-03-24 | 95.10 | 2022-03-24 | 100.00 | 4.9 | 2450 | 2.2256 | 32.9005 | -117.2367 | 1 | range_interpolation | 3210 | Merryfield Row |  |  | San Diego | CA | San Diego County | 92121 | US | TIGER/LineÂ® dataset from the US Census Bureau
APCD2012-PTO-001414 | Active | 2012-12-04 | [34H] California Certified Emergency Standby Engine | California Coast Credit Union | David La Fleur | 9201 Spectrum Center Drive San Diego, CA | 92123 | J | Emergency standby engine: John Deere diesel engine, Model 6135HFG75, S/N RG6135G002229, rated at 755 bhp, Model Year 2012, Tier 2 certified of Engine Family Number CJDXL13.5132, driving a 500 KW generator. (APCD2012-APP-002312/CCN/Dec 2102) | 1 | 0 | 0 | 0 | 1 | Diesel | 500 | 755 | 500 | 2021-10-20 | 87.60 | 2021-10-20 | 94.40 | 6.8 | 3400 | 3.0885 | 32.8257 | -117.1329 | 1 | rooftop | 9201 | Spectrum Center Blvd |  |  | San Diego | CA | San Diego County | 92123 | US | San Diego Geographic Information Source - JPA
APCD2012-PTO-001415 | Active | 2012-12-04 | [34H] California Certified Emergency Standby Engine | Ramona Municipal Water District |  | 1031 Olive Street Ramona, CA | 92065 | F | Emergency diesel engine: John Deere, Model 6135HFG75, S/N RG6135G011981; Model Year 2019; Engine Family KJDXL13.5132; Tier 2 certified; 755 bhp rated; driving a 563 kW emergency electrical generator. | 1 | 0 | 0 | 0 | 1 | Diesel | 563 | 755 | 563 | [5 empty] | 0 | 0 | 33.0486 | -116.8739 | 1 | rooftop | 1031 | Olive St |  |  | Ramona | CA | San Diego County | 92065 | US | San Diego Geographic Information Source - JPA
APCD2012-PTO-001418 | Active | 2012-12-06 | [34H] California Certified Emergency Standby Engine | SD Co Regional Airport Authority | Environmental Affairs Dept | 3225 N Harbor Dr San Diego, CA | 92101 | N | Emergency Diesel Engine Generator: Mitsubishi; model S12R-Y2PTAW-1; serial number 14515; Engine Family AMVXL49.0BBA; tier 2 certified; 1881 bhp rated; turbocharged with charge air cooler; equipped with a Johnson Matthey passive DPF, model CRT(+)16-N-BITO-CS24RT, S/N 146490-1; driving a 1250 kW generator | 1 | 0 | 0 | 0 | 1 | Diesel | 250 | 881 | 250 | 2022-04-28 | 208.70 | 2022-04-28 | 218.60 | 9.9 | 2475 | 2.2483 | 32.7293 | -117.1909 | 1 | range_interpolation | 3225 | N Harbor Dr |  |  | San Diego | CA | San Diego County | 92101 | US | TIGER/LineÂ® dataset from the US Census Bureau
APCD2012-PTO-001421 | Active | 2012-12-10 | [34H] California Certified Emergency Standby Engine | City of Coronado Fire Department | Danny Mastro | 1001 6th Street Coronado, CA | 92118 | O | Emergency standby engine: John Deere diesel engine, Model 4045TF270, S/N PE4045T420638, rated at 106 bhp, Model Year 2004, Tier 2 certified of Engine Family Number 4JDXL04.5057, driving a 54 KW generator. (APCD2012-APP-002274/CCN/Dec 2012) | 1 | 0 | 0 | 0 | 1 | Diesel | 54 | 106 | 54 | 2022-01-12 | 278.00 | 2022-01-12 | 278.00 | 0 | 0 | 0 | 32.6923 | -117.1777 | 1 | range_interpolation | 1001 | 6th St |  |  | Coronado | CA | San Diego County | 92118 | US | TIGER/LineÂ® dataset from the US Census Bureau
APCD2012-PTO-001422 | Active | 2012-12-10 | [34H] California Certified Emergency Standby Engine | City of Santee | Steven Miller | 10601 N Magnolia Santee, CA | 92071 | H | Stationary Emergency Diesel Engine: John Deere / 4045HF285I, S/N: PE4045L216897, 158 hp, EPA Tier 3 certified of Family #CJDXL04.5119, turbocharged, aftercooled, driving a generator. | 1 | 0 | 0 | 0 | 1 | Diesel |  | 158 | 117.8206 | 2022-01-01 | 190.10 | 2022-01-01 | 196.60 | 6.5 | 765.8339 | 0.69568 | 32.8705 | -116.9699 | 1 | rooftop | 10601 | N Magnolia Ave N |  |  | Santee | CA | San Diego County | 92071 | US | San Diego Geographic Information Source - JPA
APCD2012-PTO-001427 | Active | 2012-12-13 | [34H] California Certified Emergency Standby Engine | City of San Diego PUD | Neil Tran | 3550 E Harbor Dr San Diego, CA | 92113 | P | Emergency Diesel Engine Generator: Caterpillar; model 3516C; serial number MHB00487; Engine Family ACPXL78.1T2X; tier 2 certified; 2722 bhp rated; turbocharged with charge air cooler; driving a 2000 kW generator. Pump station 1, west unit. | 1 | 0 | 0 | 0 | 1 | Diesel | 2000 | 722 | 2000 | 2021-12-29 | 24.80 | 2021-12-29 | 27.60 | 2.8 | 5600 | 5.087 | 32.6757 | -117.1155 | 0.9 | range_interpolation | 3550 | E Harbor Dr |  |  | San Diego | CA | San Diego County | 92136 | US | TIGER/LineÂ® dataset from the US Census Bureau
APCD2012-PTO-001428 | Active | 2012-12-13 | [34H] California Certified Emergency Standby Engine | City of San Diego Public Utilities Dept (PUD) | Neil Tran | 3550 E Harbor Dr San Diego, CA | 92113 | P | Emergency Diesel Engine Generator: Caterpillar; model 3516C; serial number MHB00505; Engine Family ACPXL78.1T2X; tier 2 certified; 2722 bhp rated; turbocharged with charge air cooler; driving a 2000 kW generator. Pump station 1, east unit. | 1 | 0 | 0 | 0 | 1 | Diesel | 2000 | 722 | 2000 | 2021-12-29 | 25.20 | 2021-12-29 | 28.20 | 3 | 6000 | 5.4504 | 32.6757 | -117.1155 | 0.9 | range_interpolation | 3550 | E Harbor Dr |  |  | San Diego | CA | San Diego County | 92136 | US | TIGER/LineÂ® dataset from the US Census Bureau
APCD2012-PTO-001429 | Active | 2012-12-13 | [34H] California Certified Emergency Standby Engine | City of San Diego Public Utilities Dept (PUD) | Neil Tran | 4949 Eastgate Mall San Diego, CA | 92121 | G | Emergency Diesel Engine Generator: Caterpillar; model 3516C; serial number MHB00491; Engine Family ACPXL78.1T2X; tier 2 certified; 2722 bhp rated; turbocharged with charge air cooler; driving a 2000 kW generator. North City Water Reclamation Plant. | 1 | 0 | 0 | 0 | 1 | Diesel | 2000 | 722 | 2000 | 2021-09-01 | 28.50 | 2021-09-01 | 29.20 | 0.7 | 1400 | 1.2718 | 32.8786 | -117.1983 | 1 | rooftop | 4949 | Eastgate Mall |  |  | San Diego | CA | San Diego County | 92121 | US | San Diego Geographic Information Source - JPA
APCD2012-PTO-001430 | Active | 2012-12-13 | [34H] California Certified Emergency Standby Engine | SD City of Metro Wastewater Dept | Facility Manager | 12385 Cara Way San Diego, CA | 92131 | F | Emergency Diesel Engine Generator: Caterpillar; model 3516; serial number MHB00488; Engine Family ACPXL78.1T2X; tier 2 certified; 2722 bhp rated; turbocharged with charge air cooler; driving a 2000 kW generator. Penasquitos pump station. | 1 | 0 | 0 | 0 | 1 | Diesel | 2000 | 722 | 2000 | 2021-05-20 | 24.20 | 2022-05-18 | 27.90 | 3.7 | 7400 | 6.7221 | 32.8112 | -117.2489 | 0.7 | street_center |  | Cary Way |  |  | San Diego | CA | San Diego County | 92109 | US | TIGER/LineÂ® dataset from the US Census Bureau
APCD2012-PTO-001431 | Active | 2012-12-13 | [34H] California Certified Emergency Standby Engine | City of San Diego Public Utilities Dept (PUD) | Neil Tran | 12112 Sorrento Valley Rd San Diego, CA | 92121 | G | Emergency Diesel Engine Generator: Caterpillar; model 3516C; serial number MHB00525; Engine Family ACPXL78.1T2X; tier 2 certified; 2722 bhp rated; turbocharged with charge air cooler; driving a 2000 kW generator. Pump station 65. | 1 | 0 | 0 | 0 | 1 | Diesel | 2000 | 722 | 2000 | 2021-12-31 | 27.10 | 2022-04-01 | 30.30 | 3.2 | 6400 | 5.8137 | 32.9215 | -117.2399 | 1 | rooftop | 12112 | Sorrento Valley Rd |  |  | San Diego | CA | San Diego County | 92121 | US | San Diego Geographic Information Source - JPA
APCD2012-PTO-001432 | Active | 2012-12-13 | [34H] California Certified Emergency Standby Engine | City of San Diego Public Utilities Dept (PUD) | Neil Tran | 10745 Roselle St San Diego, CA | 92121 | G | Emergency Diesel Engine Generator: Caterpillar; model 3516C; serial number MHB00438; Engine Family ACPXL78.1T2X; tier 2 certified; 2722 bhp rated; turbocharged with charge air cooler; driving a 2000 kW generator; minimum exhaust stack height 23 feet. | 1 | 0 | 0 | 0 | 1 | Diesel | 2000 | 722 | 2000 | 2021-12-31 | 26.90 | 2022-02-04 | 31.20 | 4.3 | 8600 | 7.8122 | 32.9002 | -117.2232 | 1 | range_interpolation | 10745 | Roselle St |  |  | San Diego | CA | San Diego County | 92121 | US | TIGER/LineÂ® dataset from the US Census Bureau
APCD2012-PTO-001433 | Active | 2012-12-13 | [34H] California Certified Emergency Standby Engine | City of San Diego Public Utilities Dept (PUD) | Neil Tran | 10745 Roselle St San Diego, CA | 92121 | G | Emergency Diesel Engine Generator: Caterpillar; model 3516C; serial number MHB00446; Engine Family ACPXL78.1T2X; tier 2 certified; 2722 bhp rated; turbocharged with charge air cooler; driving a 2000 kW generator, minimum exhaust stack height 23 feet. | 1 | 0 | 0 | 0 | 1 | Diesel | 2000 | 722 | 2000 | 2021-12-31 | 31.80 | 2022-02-04 | 36.70 | 4.9 | 9800 | 8.9023 | 32.9002 | -117.2232 | 1 | range_interpolation | 10745 | Roselle St |  |  | San Diego | CA | San Diego County | 92121 | US | TIGER/LineÂ® dataset from the US Census Bureau
APCD2012-PTO-001434 | Active | 2012-12-13 | [34H] California Certified Emergency Standby Engine | Padre Dam Municipal Water District | Owner Manager | 2643 Alpine Blvd Alpine, CA | 91901 | H | Emergency Engine Generator: Caterpillar Diesel Engine, Model C-15, rated at 546 hp, Model Year 2012, S/N FTE00937, EPA Tier 3 Certified Engine, Family Number CCPXL15.2NYS, Turbocharged and Aftercooled, driving a 407 kW generator. | 1 | 0 | 0 | 0 | 1 | Diesel | 407 | 546 | 407 | 2022-01-01 | 140.60 | 2022-01-01 | 143.10 | 2.5 | 1017.5 | 0.92429 | 32.8344 | -116.751 | 1 | range_interpolation | 2643 | Alpine Blvd |  |  | Alpine | CA | San Diego County | 91901 | US | TIGER/LineÂ® dataset from the US Census Bureau
APCD2013-PTO-001437 | Active | 2013-01-03 | [34H] California Certified Emergency Standby Engine | SD Co of Public Works | Scott Watson | 11970 Singer Ln Spring Valley, CA | 91978 | Q | Emergency Engine Generator: John Deere Diesel Engine, Model 4045HF2851, rated at 158 hp, Model Year 2012, S/N 4045L216894, EPA Tier 3 Certified Engine, Family Number CJDX04.5119, turbocharged, driving 100KW Electrical Generator. | 1 | 0 | 0 | 0 | 1 | Diesel | 100 | 158 | 100 | 2021-07-29 | 137.30 | 2022-08-11 | 155.30 | 18 | 1800 | 1.6351 | 32.7372 | -116.9421 | 1 | rooftop | 11970 | Singer Ln |  |  | Spring Valley | CA | San Diego County | 91978 | US | Sandoval
APCD2013-PTO-001438 | Active | 2013-01-03 | [34H] California Certified Emergency Standby Engine | City of Encinitas Fire Station #2 | Scott Henry | 618 Birmingham Dr Encinitas, CA | 92024 | E | Emergency Engine Generator: John Deere Diesel Engine, Model 6068HF285, rated at 237 bhp, Model Year 2012, S/N PE 6068L198146, EPA Tier 4 Interim Certified Engine, Family Number CJXDXL06.8120, turbocharged driving a 137 kW Electrical Generator. | 1 | 0 | 0 | 0 | 1 | Diesel | 137 | 237 | 137 | [5 empty] | 0 | 0 | 33.0262 | -117.2765 | 0.9 | rooftop | 618 | Birmingham Dr |  |  | Cardiff By The Sea | CA | San Diego County | 92007 | US | San Diego Geographic Information Source - JPA
APCD2013-PTO-001439 | Active | 2013-01-03 | [34H] California Certified Emergency Standby Engine | CITY OF ENCINITAS |  | 160 CALLE MAGDALENA ENCINITAS, CA | 92024 | E | Emergency Diesel Engine Generator: Detroit Diesel; model series 60, 14.0 L; serial number 06R0986738; Engine Family 7DDX14.0VLD; tier 3 certified; 685 bhp rated; turbocharged with charge air cooler; driving a 300 kW generator | 1 | 0 | 0 | 0 | 1 | Diesel | 300 | 685 | 300 | [5 empty] | 0 | 0 | 33.0463 | -117.2855 | 1 | rooftop | 160 | Calle Magdalena |  |  | Encinitas | CA | San Diego County | 92024 | US | San Diego Geographic Information Source - JPA
APCD2013-PTO-001446 | Active | 2013-01-17 | [34H] California Certified Emergency Standby Engine | Padre Dam Municipal Water District | Operations Supervisor | 9120 Carlton Oaks Dr Santee, CA | 92071 | H | Emergency standby engine: John Deere diesel engine, Model 6135HFG75 (S/N: RG6135G001658), rated at 755 BHP, Model Year 2012, EPA Tier 2 certified of Engine Family Number CJDXL13.5132, driving a 500 KW generator. | 1 | 0 | 0 | 0 | 1 | Diesel | 500 | 755 | 500 | 2022-01-01 | 55.20 | 2022-01-01 | 56.20 | 1 | 500 | 0.4542 | 32.8447 | -117.0028 | 1 | range_interpolation | 9120 | Carlton Oaks Dr |  |  | Santee | CA | San Diego County | 92071 | US | TIGER/LineÂ® dataset from the US Census Bureau
APCD2013-PTO-001458 | Active | 2013-01-23 | [34H] California Certified Emergency Standby Engine | Edgemoor Hospital | Facilities Manager | 655 Park Center Dr Santee, Ca | 92071 | H | Emergency Engine Generator: Mitsubishi Diesel Engine, Model S12H-Y2PTAW-1, rated at 1528 hp, Model Year 2011, S/N 32804 EPA Tier 2 Certified Engine, Family Number AWVXL37.1BBA, turbocharged and aftercooled, driving a 1000 kw electrical generator. | 1 | 0 | 0 | 0 | 1 | Diesel | 1000 | 1528 | 1000 | 2022-01-01 | 186.90 | 2022-01-01 | 203.00 | 16.1 | 16100 | 14.6251 | 32.8523 | -116.9755 | 1 | range_interpolation | 655 | Park Center Dr |  |  | Santee | CA | San Diego County | 92071 | US | TIGER/LineÂ® dataset from the US Census Bureau
APCD2013-PTO-001459 | Active | 2013-01-24 | [34H] California Certified Emergency Standby Engine | Helix Water District | David Reagan | 9601 Ivy St Spring Valley, CA | 91977 | K | Emergency standby engine: John Deere diesel engine, Model 404HF285H (S/N: PE4045L224515), rated at 133 BHP, Model Year 2012, EPA Tier 3 certified of Engine Family Number CJDXL04.5119, driving a 77 KW generator. Equipped with turbocharger and aftercooler. | 1 | 0 | 0 | 0 | 1 | Diesel | 77 | 133 | 77 | 2021-10-05 | 36.30 | 2021-10-05 | 38.30 | 2 | 154 | 0.13989 | 32.7293 | -116.9907 | 1 | range_interpolation | 9601 | Ivy St |  |  | Spring Valley | CA | San Diego County | 91977 | US | TIGER/LineÂ® dataset from the US Census Bureau
APCD2013-PTO-001461 | Active | 2013-01-24 | [34H] California Certified Emergency Standby Engine | USMC Base Personnel Amenities P18 | Air Quality Section | Building 2204U2 Camp Pendleton, CA | 92055 | A | Stationary Emergency Diesel Engine: John Deere / 4045HF285I, S/N: PE4045L211448, 158 hp, EPA Tier 3 certified of Family #CJDXL04.5119, turbocharged, aftercooled, driving a generator. | 1 | 0 | 0 | 0 | 1 | Diesel |  | 158 | 117.8206 | [5 empty] | 0 | 0 | 33.3877 | -117.4448 | 1 | place |  |  |  |  | Camp Pendleton | CA | San Diego County | 92055 | US | TIGER/LineÂ® dataset from the US Census Bureau
APCD2013-PTO-001463 | Active | 2013-01-28 | [34H] California Certified Emergency Standby Engine | Sharp Coronado Hospital & Healthcare Center | Owner Manager | 250 Prospect Pl Coronado, CA | 92118 | O | Emergency standby engine: John Deere diesel engine, Model 6090HFG86 (S/N:RG6090L113914), rated at 463 BHP, Model Year 2012, EPA Tier 3 certified of Engine Family Number CJDXL09.0114, driving a 300 KW generator. Equipped with turbocharger. | 1 | 0 | 0 | 0 | 1 | Diesel | 300 | 463 | 300 | [5 empty] | 0 | 0 | 32.6943 | -117.1681 | 1 | range_interpolation | 250 | Prospect Pl |  |  | Coronado | CA | San Diego County | 92118 | US | TIGER/LineÂ® dataset from the US Census Bureau
APCD2013-PTO-001464 | Active | 2013-01-29 | [34H] California Certified Emergency Standby Engine | Sumitomo Electric Interconnect Products | Accounts Payable | 915 Armorlite Dr San Marcos, CA | 92069 | B | Emergency Engine: Generac / Olympian model CO5.4GSV061A0, LPG-fueled, S/N: E172A2805121490672, 82 hp, EPA certified of Family#CGNXB05.42L2, equipped with air/fuel ratio controller and 3-way catalytic converter, driving a generator. | 0 | 0 | 0 | 0 | 0 | Unknown |  | 82 | 61.1474 | 2021-10-11 | 58.50 | 2022-07-28 | 82.40 | 23.9 | 1461.4229 | 0 | 33.1434 | -117.1814 | 1 | rooftop | 915 | Armorlite Dr |  |  | San Marcos | CA | San Diego County | 92069 | US | Sandoval
APCD2013-PTO-001466 | Active | 2013-01-29 | [34H] California Certified Emergency Standby Engine | City of San Diego | Craig Fergusson | 9601 Ridgehaven Ct San Diego, CA | 92123 | J | Emergency Diesel Engine Generator: Detroit Diesel; model series 60; serial number 06R0974027; Engine Family 7DDXL14.0VLD; tier 3 certified; 550 bhp rated; turbocharged with charge air cooler; driving a 355 kW generator | 1 | 0 | 0 | 0 | 1 | Diesel | 355 | 550 | 355 | [5 empty] | 0 | 0 | 32.8203 | -117.1217 | 1 | rooftop | 9601 | Ridgehaven Ct |  |  | San Diego | CA | San Diego County | 92123 | US | Sandoval
APCD2013-PTO-001472 | Active | 2013-01-31 | [34W] Registered Engine (Rule 12) | Country Manor La Mesa | Charles D Sims II | 5696 Lake Murray Blvd La Mesa, CA | 91942 | K | Registration of Existing Emergency Standby Gasoline Engine Ford, Model: C5PF-6005-A, S/N: 14324-E6KH, Hp: 51, Date first Operated in San Diego County: 1966 Original App# APCD2013-CER-000370 | 0 | 0 | 0 | 0 | 0 | Gasoline |  | 51 | 38.0307 | 2021-12-27 | 1415.80 | 2022-03-25 | 1467.50 | 51.7 | 1966.1872 | 1.5632 | 32.784 | -117.0292 | 1 | rooftop | 5696 | Lake Murray Blvd |  |  | LA Mesa | CA | San Diego County | 91942 | US | San Diego Geographic Information Source - JPA
APCD2013-PTO-001473 | Active | 2013-01-31 | [34H] California Certified Emergency Standby Engine | NMAWC |  | Nixie Way Bldg 602 San Diego, CA | 92106 | I | Emergency standby engine: John Deere diesel engine, Model 5030HF285G (S/N: PE5030L111422) , rated at 96 BHP, Model Year 2012, EPA Tier 3 certified of Engine Family Number CJDXL03-0113, driving a 60 KW generator. Equipped with turbocharger. | 1 | 0 | 0 | 0 | 1 | Diesel | 60 | 96 | 60 | 2021-09-16 | 25.00 | 2021-09-16 | 35.20 | 10.2 | 612 | 0.55594 | 32.7246 | -117.2213 | 1 | street_center |  | Nixie Way |  |  | San Diego | CA | San Diego County | 92147 | US | TIGER/LineÂ® dataset from the US Census Bureau
APCD2013-PTO-001475 | Active | 2013-02-04 | [34H] California Certified Emergency Standby Engine | ARE-SD Region No. 28 LLC | Izear Williams | 10300 Campus Point Dr San Diego, CA | 92121 | G | Emergency standby engine: John Deere diesel engine, Model 5030HF285G (S/N:PE5030L106264), rated at 97 BHP, Model Year 2012, EPA Tier 3 certified of Engine Family Number CJDXL03.0113, driving a 62 kW generator. Equipped with turbocharger. | 1 | 0 | 0 | 0 | 1 | Diesel | 62 | 97 | 62 | 2021-07-28 | 85.50 | 2021-07-28 | 87.80 | 2.3 | 142.6 | 0.12954 | 32.8929 | -117.223 | 1 | rooftop | 10300 | Campus Point Dr |  |  | San Diego | CA | San Diego County | 92121 | US | San Diego Geographic Information Source - JPA
APCD2013-PTO-001476 | Active | 2013-02-04 | [34H] California Certified Emergency Standby Engine | Sharp Coronado Hospital & Healthcare Center | Owner Manager | 250 Prospect Pl Coronado, CA | 92118 | O | Emergency standby engine: John Deere diesel engine, Model 6090HFG86 (S/N: RG6090L114072), rated at 463 BHP, Model Year 2012, EPA Tier 3 certified of Engine Family Number CJDXL09.0114, driving a 300 KW generator. Equipped with turbocharger. | 1 | 0 | 0 | 0 | 1 | Diesel | 300 | 463 | 300 | [5 empty] | 0 | 0 | 32.6943 | -117.1681 | 1 | range_interpolation | 250 | Prospect Pl |  |  | Coronado | CA | San Diego County | 92118 | US | TIGER/LineÂ® dataset from the US Census Bureau
APCD2013-PTO-001482 | Active | 2013-02-12 | [34H] California Certified Emergency Standby Engine | Signal Pharmaceuticals LLC/Celgene Corporation | Nancy D'Elia | 10300 Campus Point Dr Ste 100 San Diego, CA | 92121 | G | Emergency Engine Generator: Mitsubishi Diesel Engine, Model S16R-Y2PTAW2-1, rated at 2923 bhp, Model Year 2011, S/N 18626, EPA Tier 2 Certified Engine, Family Number BMVXL65.4BBA, turbocharged driving a 2000 KW Electrical Generator. | 1 | 0 | 0 | 0 | 1 | Diesel | 2000 | 2923 | 2000 | 2021-07-14 | 204.60 | 2021-07-14 | 213.70 | 9.1 | 18200 | 16.5328 | 32.8929 | -117.223 | 1 | rooftop | 10300 | Campus Point Dr | Ste | 100 | San Diego | CA | San Diego County | 92121 | US | San Diego Geographic Information Source - JPA
APCD2013-PTO-001488 | Active | 2013-02-14 | [34H] California Certified Emergency Standby Engine | Commander Navy Region SW | Marvin Johnson | Naval Air Station North Island Coronado, CA | 92155 | O | Emergency standby engine: Cummins diesel engine, Model QSX15-G9, S/N 79627046, rated at 755 bhp, Model Year 2013, Tier 2 certified of Engine Family Number DCEXL015.AAJ-019, driving a 350 KW generator. | 1 | 0 | 0 | 0 | 1 | Diesel | 350 | 755 | 350 | 2021-08-26 | 21.00 | 2022-07-07 | 25.40 | 4.4 | 1540 | 1.3989 | 32.6992 | -117.2096 | 1 | place |  |  |  |  | Coronado | CA | San Diego County | 92118 | US | TIGER/LineÂ® dataset from the US Census Bureau
APCD2013-PTO-001489 | Active | 2013-02-14 | [34H] California Certified Emergency Standby Engine | ProciseDX | Dan Kiser | 9449 Carroll Park Drive San Diego, CA | 92121 | G | Emergency standby engine: Iveco/FPT diesel engine, Model F3AE9685A, S/N E003-175467, rated at 480 bhp, Model Year 2012, Tier 3 certified of Engine Family Number CFPXL10.3TR3, driving a Generac SD300, 300 KW generator. | 1 | 0 | 0 | 0 | 1 | Diesel | 300 | 480 | 300 | 2021-12-17 | 233.80 | 2021-12-17 | 263.90 | 30.1 | 9030 | 8.2028 | 32.8875 | -117.1748 | 1 | rooftop | 9449 | Carroll Park Dr |  |  | San Diego | CA | San Diego County | 92121 | US | San Diego Geographic Information Source - JPA
APCD2013-PTO-001491 | Active | 2013-02-19 | [34H] California Certified Emergency Standby Engine | US Border Patrol | Ann Vasquez | 2463 Ribbonwood Rd Boulevard, CA | 91905 | R | Stationary Emergency Diesel Engine: Mitsubishi / S16R-Y2PTAW-1, S/N: 17839, 2346 hp, EPA Tier 2 certified of Family #BMVXL65.4BBA, turbocharged, aftercooled, driving a generator. | 1 | 0 | 0 | 0 | 1 | Diesel |  | 2346 | 1749.4122 | 2021-12-31 | 403.00 | 2022-05-01 | 466.50 | 63.5 | 111087.6747 | 100.9113 | 32.687 | -116.2935 | 1 | range_interpolation | 2463 | Ribbonwood Rd |  |  | Boulevard | CA | San Diego County | 91905 | US | TIGER/LineÂ® dataset from the US Census Bureau
APCD2013-PTO-001492 | Active | 2013-02-21 | [34H] California Certified Emergency Standby Engine | USN Submarine Base | Commanding Officer | Bldg 202 San Diego, CA | 92106 | I | Emergency standby engine: Cummins diesel engine, Model QSB7-G5-NR3 (S/N 73473108), rated at 324 BHP, Model Year 2012, EPA Tier 3 certified of Engine Family Number DCEXL0409AAD, driving a 150 KW generator. Equipped with turbocharger and aftercooler. | 1 | 0 | 0 | 0 | 1 | Diesel | 150 | 324 | 150 | 2021-06-17 | 127.70 | 2021-06-17 | 132.70 | 5 | 750 | 0.68129 | 32.7241 | -117.1709 | 0.5 | place |  |  |  |  | San Diego | CA | San Diego County | 92101 | US | TIGER/LineÂ® dataset from the US Census Bureau
APCD2013-PTO-001493 | Active | 2013-02-21 | [34H] California Certified Emergency Standby Engine | Bradford Airport Logistics | Christof Stolarczyk | 2247 W Washington St San Diego, CA | 92101 | N | Emergency Diesel Engine Generator: John Deere; model 4045HF285H; serial number PE4045L228637; Engine Family CJDXL04.5119-015; tier 3 certified; 133 bhp rated; turbocharged with charge air cooler; driving an 81 kW generator | 1 | 0 | 0 | 0 | 1 | Diesel | 81 | 133 | 81 | 2021-09-17 | 127.00 | 2022-05-31 | 144.70 | 17.7 | 1433.7 | 1.3024 | 32.7421 | -117.184 | 0.7 | nearest_rooftop_match | 2150 | W Washington St |  |  | San Diego | CA | San Diego County | 92110 | US | San Diego Geographic Information Source - JPA
APCD2013-PTO-001495 | Active | 2013-02-26 | [34H] California Certified Emergency Standby Engine | USMC Base Personnel Amenities P18 | Air Quality Section | Building 3120 Camp Pendleton, CA | 92055 | A | Stationary Emergency Diesel Engine: Mitsubishi / S12R-Y2PTAW-1, S/N: 15113, 1881 hp, EPA Tier 2 certified of Family #BMVXL49.0BBA, turbocharged, aftercooled, driving a generator. | 1 | 0 | 0 | 0 | 1 | Diesel |  | 1881 | 1402.6617 | [5 empty] | 0 | 0 | 33.3877 | -117.4448 | 0.5 | place |  |  |  |  | Camp Pendleton | CA | San Diego County | 92055 | US | TIGER/LineÂ® dataset from the US Census Bureau
APCD2013-PTO-001500 | Active | 2013-02-27 | [34H] California Certified Emergency Standby Engine | Naval Information Warfare Center Pacific |  | 53560 Hull Street San Diego, CA | 92152 | I | Stationary Emergency Diesel Engine: Caterpillar / C18 DITA, S/N: FST00743, 923 hp, EPA Tier 2 certified of Family #CCPXL18.1NYS-018, turbocharged, aftercooled, driving a generator. Functional Group - Research, Development, Test, and Evaluation (RDT&E). | 1 | 0 | 0 | 0 | 1 | Diesel |  | 923 | 688.2811 | 2022-07-07 | 115.60 | 2022-07-07 | 116.80 | 1.2 | 825.9373 | 0.75028 | 32.724 | -117.2479 | 0.7 | street_center |  | Hill St |  |  | San Diego | CA | San Diego County | 92107 | US | TIGER/LineÂ® dataset from the US Census Bureau
APCD2013-PTO-001505 | Active | 2013-03-04 | [34H] California Certified Emergency Standby Engine | Marine Corps Air Station | Environmental Manager | Camp Pendleton Camp Pendleton, CA | 92055 | A | Stationary Emergency Diesel Engine: John Deere / 4024TF285B, S/N: PE4024L105643, 80 hp, EPA Tier 3 certified of Family #CJDXL03.0113, turbocharged, driving a generator. (Building 3230) | 1 | 0 | 0 | 0 | 1 | Diesel |  | 80 | 59.656 | 2021-06-23 | 256.20 | 2021-06-23 | 258.50 | 2.3 | 137.2088 | 0.12464 | 33.3877 | -117.4448 | 1 | place |  |  |  |  | Camp Pendleton | CA | San Diego County | 92055 | US | TIGER/LineÂ® dataset from the US Census Bureau
APCD2013-PTO-001506 | Active | 2013-03-04 | [34H] California Certified Emergency Standby Engine | Marine Corps Air Station | Environmental Manager | Camp Pendleton Camp Pendleton, CA | 92055 | A | Stationary Emergency Diesel Engine: John Deere / 4024TF285B, S/N: PE4024L105635, 80 hp, EPA Tier 3 certified of Family #CJDXL03.0113, turbocharged, driving a generator. (Building 3232) | 1 | 0 | 0 | 0 | 1 | Diesel |  | 80 | 59.656 | 2021-06-23 | 181.80 | 2021-06-23 | 183.70 | 1.9 | 113.3464 | 0.10296 | 33.3877 | -117.4448 | 1 | place |  |  |  |  | Camp Pendleton | CA | San Diego County | 92055 | US | TIGER/LineÂ® dataset from the US Census Bureau
APCD2013-PTO-001512 | Active | 2013-03-06 | [34H] California Certified Emergency Standby Engine | Crest Beverage LLC | Kevin O'Cooney | 8870 Liquid Court San Diego, CA | 92121 | G | Emergency Engine: Mfr: Detroit Diesel Engine, Model: 6090HV35, S/N: 06R1054866 Family Number: BDXL14.0VLD Diesel fired, rated at 635 bhp, Model Year 2012, EPA Tier 3 Certified Engine, Turbocharged and Aftercooled, driving a 400 kW Electrical Generator. | 1 | 0 | 0 | 0 | 1 | Diesel | 400 | 635 | 400 | 2021-09-02 | 202.10 | 2021-09-02 | 221.20 | 19.1 | 7640 | 6.9401 | 32.8843 | -117.1734 | 1 | rooftop | 8870 | Liquid Ct |  |  | San Diego | CA | San Diego County | 92121 | US | Sandoval
APCD2013-PTO-001517 | Active | 2013-03-08 | [34H] California Certified Emergency Standby Engine | City of Coronado | William Cecil | 101 B Ave Coronado, CA | 92118 | O | Emergency standby engine: John Deere diesel engine, Model 6068HFG85T (S/N PE6068L902724), rated at 315 BHP, Model Year 2012, EPA Tier 3 certified of Engine Family Number CJDXL13.5103, driving a 180 KW generator. Equipped with turbocharger, aftercooler, and Johnson Matthey diesel particulate filter Model CRT(+) 1-N-EIEO-SS-6-LP (S/N: 160470). | 1 | 0 | 0 | 0 | 1 | Diesel | 80 | 315 | 80 | 2021-05-06 | 69.90 | 2021-05-06 | 73.20 | 3.3 | 264 | 0.23982 | 32.6979 | -117.17 | 1 | range_interpolation | 101 | B Ave |  |  | Coronado | CA | San Diego County | 92118 | US | TIGER/LineÂ® dataset from the US Census Bureau
APCD2013-PTO-001523 | Active | 2013-03-15 | [34H] California Certified Emergency Standby Engine | Beckman Coulter Inc | Julio Giannotti | 2470 Faraday Avenue Carlsbad, CA | 92010 | C | Emergency Engine: Caterpillar, Model C9, 398 BHP, diesel fired, turbocharged, aftercooled, S/N S9L03763, Engine Family No. BCPXL08.8.NZS driving an electrical generator. | 1 | 0 | 0 | 0 | 1 | Diesel |  | 398 | 296.7886 | [5 empty] | 0 | 0 | 33.1365 | -117.2699 | 1 | range_interpolation | 2470 | Faraday Ave |  |  | Carlsbad | CA | San Diego County | 92010 | US | TIGER/LineÂ® dataset from the US Census Bureau
APCD2013-PTO-001524 | Active | 2013-03-15 | [34H] California Certified Emergency Standby Engine | Sharp Mesa Vista Hospital |  | 7850 Vista Hill Ave San Diego, CA | 92123 | J | Emergency Diesel Engine (located within 500 feet of a school) Manufacturer: John Deere Model: 6135HFG75A S/N: RG6135G002008 Size: 755 bhp Certification: Tier 2 Engine Family: CJDXL13.5132-011 Model Year: 2012 Generator Size: 500 kW | 1 | 0 | 0 | 0 | 1 | Diesel | 500 | 755 | 500 | 2021-09-02 | 184.30 | 2021-09-02 | 197.80 | 13.5 | 6750 | 6.1317 | 32.7957 | -117.1552 | 1 | rooftop | 7850 | Vista Hill Ave |  |  | San Diego | CA | San Diego County | 92123 | US | San Diego Geographic Information Source - JPA
APCD2013-PTO-001530 | Active | 2013-03-25 | [34H] California Certified Emergency Standby Engine | Alliance Diversified Holdings LLC | Kurtis Rarick | 11011 Torreyana San Diego, CA | 92121 | G | Emergency standby engine: Detroit Diesel/MTU diesel engine, Model 12V2000 G84 R123-8A36 (S/N: 5352005377) , rated at 1120 BHP, Model Year 2007, EPA Tier 2 certified of Engine Family Number 7MDDL31.8XRR, driving a 750 KW generator. Equipped with turbocharger and aftercooler. | 1 | 0 | 0 | 0 | 1 | Diesel | 750 | 1120 | 750 | 2021-12-16 | 48.80 | 2021-12-16 | 55.80 | 7 | 5250 | 4.7691 | 32.9056 | -117.2366 | 1 | rooftop | 11011 | Torreyana Rd |  |  | San Diego | CA | San Diego County | 92121 | US | San Diego Geographic Information Source - JPA
APCD2013-PTO-001531 | Active | 2013-03-25 | [34H] California Certified Emergency Standby Engine | Mount Miguel Covenant Village | Don Maes | 325 Kempton St Spring Valley, CA | 91977 | K | Emergency standby engine: John Deere diesel engine, Model 6090HF484A (S/N RG6090L114772), rated at 422 BHP, Model Year 2012, EPA Tier 3 certified of Engine Family Number CJDXL09.0114, driving a 280 KW generator. Equipped with turbocharger and aftercooler. | 1 | 0 | 0 | 0 | 1 | Diesel | 280 | 422 | 280 | 2021-10-07 | 182.70 | 2021-10-07 | 197.60 | 14.9 | 4172 | 3.7898 | 32.7023 | -117.0005 | 1 | rooftop | 325 | Kempton St |  |  | Spring Valley | CA | San Diego County | 91977 | US | San Diego Geographic Information Source - JPA
APCD2013-PTO-001532 | Active | 2013-03-26 | [34H] California Certified Emergency Standby Engine | El Capitan High School | Michelle Storton | 10410 Ashwood Lakeside, CA | 92040 | H | Emergency Diesel Engine Generator: John Deere; model 4024HF285B; serial number PE4024L059939; Engine Family BJDXL03.0113; tier 3 certified; 80 bhp rated; turbocharged with charge air cooler; equipped with a Johnson Matthey DPF model CRT1(+)H-BITO-CS6LP, S/N 146101-1; driving a 50 kW generator; located at a school site | 1 | 0 | 0 | 0 | 1 | Diesel | 50 | 80 | 50 | [5 empty] | 0 | 0 | 32.8677 | -116.9168 | 1 | rooftop | 10410 | Ashwood St |  |  | Lakeside | CA | San Diego County | 92040 | US | San Diego Geographic Information Source - JPA
APCD2013-PTO-001535 | Active | 2013-03-29 | [34H] California Certified Emergency Standby Engine | ARE-SD Region 33 LLC | Clemente Pascarella | 4755 Nexus Center Dr San Diego, CA | 92121 | G | Stationary Emergency Diesel Engine: John Deere; Model 6068HF485; Serial Number PE6068L215693; 315 bhp; Model Year 2012 EPA Certified, Tier 3, Engine Family Number CJDXL13.5103; Powering a 200 kW Generator | 1 | 0 | 0 | 0 | 1 | Diesel | 200 | 315 | 200 | 2021-12-09 | 119.20 | 2021-12-09 | 121.00 | 1.8 | 360 | 0.32702 | 32.8781 | -117.2038 | 1 | rooftop | 4755 | Nexus Ctr Dr |  |  | San Diego | CA | San Diego County | 92121 | US | San Diego Geographic Information Source - JPA
APCD2013-PTO-001536 | Active | 2013-04-02 | [34H] California Certified Emergency Standby Engine | Otay Water District | Lisa Coburn-Boyd | 2553 Sweetwater Springs BL Spring Valley, CA | 91978 | Q | Emergency standby engine: Caterpillar diesel engine, Model C4.4 (S/N E5A01088), rated at 156.9 BHP, Model Year 2012, EPA Tier 3 certified of Engine Family Number CPKXL04.4NJ1, driving a 100 kW generator. Equipped with turbocharger. | 1 | 0 | 0 | 0 | 1 | Diesel | 100 | 1569 | 100 | 2022-04-05 | 68.10 | 2022-04-05 | 69.10 | 1 | 100 | 0.090839 | 32.7245 | -116.9666 | 1 | rooftop | 2553 | Sweetwater Springs Blvd |  |  | Spring Valley | CA | San Diego County | 91978 | US | San Diego Geographic Information Source - JPA
APCD2013-PTO-001537 | Active | 2013-04-02 | [34H] California Certified Emergency Standby Engine | Otay Water District | Lisa Coburn-Boyd | 3026 Millar Ranch Rd Jamul, CA | 91978 | Q | Emergency standby engine: Caterpillar diesel engine, Model C4.4 (S/N: E5A01266), rated at 130 BHP, Model Year 2012, EPA Tier 3 certified of Engine Family Number CPKXL04.4NJ1, driving a 80 KW generator. Equipped with turbocharger. | 1 | 0 | 0 | 0 | 1 | Diesel | 80 | 130 | 80 | 2022-04-05 | 113.40 | 2022-04-05 | 114.90 | 1.5 | 120 | 0.10901 | 32.7089 | -116.9028 | 0.77 | nearest_rooftop_match | 2999 | Millar Ranch Rd |  |  | Spring Valley | CA | San Diego County | 91978 | US | San Diego Geographic Information Source - JPA
APCD2013-PTO-001538 | Active | 2013-04-02 | [34H] California Certified Emergency Standby Engine | USMC Base Military Support | AC/S Environmental Security | Building 2030 Camp Pendleton, CA | 92055 | A | Stationary Emergency Diesel Engine: John Deere; Model 4045HF285; Serial Number PE4045L210976; 158 bhp; Model Year 2012 EPA Certified, Tier 3, Engine Family Number CJDXL04.5119; Powering a 100 kW Electrical Generator. (Building 2033 - ADN - Area Distribution Node) | 1 | 0 | 0 | 0 | 1 | Diesel | 100 | 158 | 100 | [5 empty] | 0 | 0 | 33.3877 | -117.4448 | 0.5 | place |  |  |  |  | Camp Pendleton | CA | San Diego County | 92055 | US | TIGER/LineÂ® dataset from the US Census Bureau
APCD2013-PTO-001539 | Active | 2013-04-02 | [34H] California Certified Emergency Standby Engine | City of Poway PW | John Walters | 14218 1/2 High Valley Rd Poway, CA | 92064 | F | Stationary Emergency Diesel Fired Engine: Caterpillar, Model C15, 689 BHP, turbocharged, aftercooled, S/N: F5E03408, Engine Family No. ACXL15.2ESX Original APP# APCD2011-APP-001549 | 1 | 0 | 0 | 0 | 1 | Diesel |  | 689 | 513.7873 | 2021-06-01 | 42.90 | 2022-05-31 | 55.00 | 12.1 | 6216.8263 | 5.6473 | 32.9902 | -117.0239 | 0.99 | rooftop | 14218 | High Valley Rd |  |  | Poway | CA | San Diego County | 92064 | US | San Diego Geographic Information Source - JPA
APCD2013-PTO-001540 | Active | 2013-04-02 | [34H] California Certified Emergency Standby Engine | Kaiser Foundation Hospitals | Michael English | 5251 Viewridge Ct San Diego, CA | 92123 | J | Stationary Emergency Diesel Engine: John Deere; Model 6068HF285L; Serial Number PE6068L006598; 197 bhp; Model Year 2007 EPA Certified, Tier 3, Engine Family Number 7JDXL06.8104; Powering a 125 kW Electrical Generator; Diesel Particulate Filter, Johnson Matthey, Model CRT1-N-EI-SS-4 | 1 | 0 | 0 | 0 | 1 | Diesel | 125 | 197 | 125 | [5 empty] | 0 | 0 | 32.8298 | -117.1217 | 1 | rooftop | 5251 | Viewridge Ct |  |  | San Diego | CA | San Diego County | 92123 | US | Sandoval
APCD2013-PTO-001541 | Active | 2013-04-03 | [34H] California Certified Emergency Standby Engine | Procopio, Cory, Hargreaves & Savitch LLP | Craig Crosby | 525 B St Suite #1300 San Diego, CA | 92101 | N | Stationary Emergency Diesel Engine: John Deere; Model 4045HF285; Serial Number PE4045L200837; 158 bhp; Model Year 2012 EPA Certified, Tier 3, Engine Family Number CJDXL04.5119, driving a 100 kW generator. | 1 | 0 | 0 | 0 | 1 | Diesel | 100 | 158 | 100 | [5 empty] | 0 | 0 | 32.7176 | -117.1597 | 1 | rooftop | 525 | B St | Ste | 1300 | San Diego | CA | San Diego County | 92101 | US | San Diego Geographic Information Source - JPA
APCD2013-PTO-001543 | Active | 2013-04-04 | [34H] California Certified Emergency Standby Engine | USMC Base Public Utilities U23 | Air Quality Section | Building 5220U1 Camp Pendleton, CA | 92055 | A | Stationary Emergency Diesel Engine: John Deere; Model 6068HF485; Serial Number PE6068L195023; 315 bhp; Model Year 2011 EPA Certified, Tier 3, Engine Family Number BJDXL06.8131; Turbocharged, Aftercooled; Powering a 200 kW Generator | 1 | 0 | 0 | 0 | 1 | Diesel | 200 | 315 | 200 | [5 empty] | 0 | 0 | 33.3877 | -117.4448 | 1 | place |  |  |  |  | Camp Pendleton | CA | San Diego County | 92055 | US | TIGER/LineÂ® dataset from the US Census Bureau
APCD2013-PTO-001548 | Active | 2013-04-05 | [34H] California Certified Emergency Standby Engine | Commander Navy Region SW | John Jay | Naval Air Station North Island Coronado, CA | 92135 | O | Stationary Emergency Diesel Engine: John Deere; Model 4045HF285; Serial Number PE4045L212272; 158 bhp; Model Year 2012 EPA Certified, Tier 3, Engine Family Number CJDXL04.5119; Powering a 100 kW Electrical Generator Functional Group: Public Utilities and Transportation | 1 | 0 | 0 | 0 | 1 | Diesel | 100 | 158 | 100 | 2021-06-24 | 35.90 | 2022-06-23 | 42.00 | 6.1 | 610 | 0.55412 | 32.6992 | -117.2096 | 1 | place |  |  |  |  | Coronado | CA | San Diego County | 92118 | US | TIGER/LineÂ® dataset from the US Census Bureau
APCD2013-PTO-001553 | Active | 2013-04-10 | [34H] California Certified Emergency Standby Engine | Otay Water District | Doug Randers | 13255 Campo Rd Jamul, CA | 91935 | R | Stationary Emergency Diesel Engine: Cummins; Model QSB7-G5; Serial Number 73396231; 324 bhp; Model Year 2012 EPA Certified, Tier 3, Engine Family Number CCEXL0409AAD; Powering a 200 kW Electrical Generator | 1 | 0 | 0 | 0 | 1 | Diesel | 200 | 324 | 200 | 2022-06-07 | 150.90 | 2022-06-07 | 153.10 | 2.2 | 440 | 0.39969 | 32.7289 | -116.8985 | 1 | range_interpolation | 13255 | Campo Rd |  |  | Jamul | CA | San Diego County | 91935 | US | TIGER/LineÂ® dataset from the US Census Bureau
APCD2013-PTO-001554 | Active | 2013-04-10 | [34H] California Certified Emergency Standby Engine | Grossmont-Cuyamaca Community College Dist | Dale Switzer | 8800 Grossmont College Dr El Cajon, CA | 92020 | L | Emergency Natural Gas Engine Generator: Power Solutions Inc. (GM) model Vortec 8.1 L; serial number 8.1L25939; Engine Family CPSIB8.10EMT; 238 bhp rated; equipped with a 3-way catalyst; rich-burn; driving a 150 kW generator | 0 | 0 | 1 | 0 | 1 | Natural Gas | 150 | 238 | 150 | 2022-05-25 | 126.00 | 2022-05-25 | 127.60 | 1.6 | 240 | 0.1743 | 32.8166 | -117.0074 | 1 | rooftop | 8800 | Grossmont College Dr |  |  | El Cajon | CA | San Diego County | 92020 | US | San Diego Geographic Information Source - JPA
APCD2013-PTO-001555 | Active | 2013-04-10 | [34H] California Certified Emergency Standby Engine | Grossmont-Cuyamaca Comm College Dist | Dale Switzer | 8800 Grossmont College Dr El Cajon, CA | 92020 | L | Emergency Diesel Engine Generator: John Deere; model 6090HF484; serial number RG6090L115213; Engine Family DJDXL09.0114; tier 3 certified; 385 bhp rated; turbocharged with charge air cooler; driving an 250 kW generator | 1 | 0 | 0 | 0 | 1 | Diesel | 250 | 385 | 250 | 2022-05-22 | 115.80 | 2022-05-22 | 117.40 | 1.6 | 400 | 0.36336 | 32.8166 | -117.0074 | 1 | rooftop | 8800 | Grossmont College Dr |  |  | El Cajon | CA | San Diego County | 92020 | US | San Diego Geographic Information Source - JPA
APCD2013-PTO-001557 | Active | 2013-04-11 | [34H] California Certified Emergency Standby Engine | USMC Base Marine Group Ops | Air Quality Section | Building 4103 B4 Camp Pendleton, CA | 92055 | A | Stationary Emergency Diesel Engine: John Deere; Model 5030HF285; Serial PE5030L087901; 96 bhp; Model Year 2012 EPA Certified, Tier 3, Engine Family Number CJDXL03.0113; Powering a 60 kW Generator. (Building 4103U2) | 1 | 0 | 0 | 0 | 1 | Diesel | 60 | 96 | 60 | [5 empty] | 0 | 0 | 33.3877 | -117.4448 | 0.5 | place |  |  |  |  | Camp Pendleton | CA | San Diego County | 92055 | US | TIGER/LineÂ® dataset from the US Census Bureau
APCD2013-PTO-001558 | Active | 2013-04-12 | [34H] California Certified Emergency Standby Engine | The Home Depot | Store Manager | 3555 Sports Arena Blvd San Diego, CA | 92110 | I | Emergency Engine: John Deere, Model 606HF285, 237 BHP, diesel fired, turbocharged, aftercooled, S/N PE6068L182266, Engine Family No. BJDXL06.8120, Tier 3, Model Year 2011, Driving a generator. Original App# APCD2011-APP-001817 | 1 | 0 | 0 | 0 | 1 | Diesel |  | 237 | 176.7309 | [5 empty] | 0 | 0 | 32.7526 | -117.2134 | 1 | rooftop | 3555 | Sports Arena Blvd |  |  | San Diego | CA | San Diego County | 92110 | US | San Diego Geographic Information Source - JPA
APCD2013-PTO-001559 | Active | 2013-04-12 | [34W] Registered Engine (Rule 12) | Coronado Shores Condominuim Assn #10 | Tim Zaragoza | 1750 Avenida Del Mundo Coronado, CA | 92118 | O | Registration of Stationary Emergency Engine Cummins, Model V-378-F2, S/N 20174813, 136 BHP, Diesel Fueled, Model Year 1977, Date first operated in San Diego County: 1978, Driving a Fire Pump. Original APP# APCD2013-CER-000396 | 1 | 0 | 0 | 0 | 1 | Diesel |  | 136 | 101.4152 | 2021-06-08 | 56.00 | 2022-07-06 | 92.80 | 36.8 | 3732.0794 | 3.3902 | 32.6772 | -117.1746 | 1 | rooftop | 1750 | Avenida Del Mundo |  |  | Coronado | CA | San Diego County | 92118 | US | San Diego Geographic Information Source - JPA
APCD2013-PTO-001560 | Active | 2013-04-12 | [34H] California Certified Emergency Standby Engine | Coronado Shores Condominium Assoc #10 | Toney MacPherson | 1750 Avenida Del Mundo Coronado, CA | 92118 | O | Emergency Diesel Engine: Clarke/John Deere model JU6H-UFADNG, S/N PE6068N008107; Engine Family JJDXL06.8120; tier 4 certified; 183 bhp rated; lean burn; driving an emergency fire pump | 1 | 0 | 0 | 0 | 1 | Diesel |  | 183 | 136.4631 | 2021-06-08 | 58.30 | 2022-07-06 | 97.80 | 39.5 | 5390.2924 | 4.8965 | 32.6772 | -117.1746 | 1 | rooftop | 1750 | Avenida Del Mundo |  |  | Coronado | CA | San Diego County | 92118 | US | San Diego Geographic Information Source - JPA
APCD2013-PTO-001561 | Active | 2013-04-12 | [34H] California Certified Emergency Standby Engine | USMC Base Personnel Amenities P06 | Air Quality Section | Building 310006 Camp Pendleton, CA | 92055 | A | Emergency standby engine: Perkins diesel engine, Model 1106D-E66TA, S/N PJ38418*U035903V*, rated at 230 bhp, Model Year 2011, Tier 3 certified of Engine Family Number BPKXL06.6PJ1, driving a 150 KW generator. | 1 | 0 | 0 | 0 | 1 | Diesel | 150 | 230 | 150 | [5 empty] | 0 | 0 | 33.3877 | -117.4448 | 0.5 | place |  |  |  |  | Camp Pendleton | CA | San Diego County | 92055 | US | TIGER/LineÂ® dataset from the US Census Bureau
APCD2013-PTO-001562 | Active | 2013-04-12 | [34H] California Certified Emergency Standby Engine | USMC Base Personnel Amenities P06 | Air Quality Section | Building 15061 Camp Pendleton, CA | 92055 | A | Emergency standby engine: Perkins diesel engine, Model 1106D-E66TA, S/N PJ38418*U032905V*, rated at 230 bhp, Model Year 2011, Tier 3 certified of Engine Family Number BPKXL06.6PJ1, driving a 150 KW generator. | 1 | 0 | 0 | 0 | 1 | Diesel | 150 | 230 | 150 | [5 empty] | 0 | 0 | 33.3877 | -117.4448 | 0.5 | place |  |  |  |  | Camp Pendleton | CA | San Diego County | 92055 | US | TIGER/LineÂ® dataset from the US Census Bureau
APCD2013-PTO-001563 | Active | 2013-04-12 | [34H] California Certified Emergency Standby Engine | USMC Base Public Utilities U21 | Air Quality Section | Building 200831 Camp Pendleton, CA | 92055 | A | Stationary Emergency Diesel Engine: Cummins; Model QST30-G5 NR2; Serial Number 37254786; 1490 bhp; Model Year 2012 EPA Certified, Engine Family Number CCEXL030.AAD; Turbocharged, Aftercooled; Powering an 1000 kW Electrical Generator | 1 | 0 | 0 | 0 | 1 | Diesel | 1000 | 490 | 1000 | [5 empty] | 0 | 0 | 33.3877 | -117.4448 | 0.5 | place |  |  |  |  | Camp Pendleton | CA | San Diego County | 92055 | US | TIGER/LineÂ® dataset from the US Census Bureau
APCD2013-PTO-001564 | Active | 2013-04-12 | [34H] California Certified Emergency Standby Engine | USMC Base Personnel Amenities P06 | Air Quality Section | Building 202860 Camp Pendleton, CA | 92055 | A | Emergency standby engine: Perkins diesel engine, Model 1106D-E66TA, S/N PJ38418*U032906V*, rated at 230 bhp, Model Year 2011, Tier 3 certified of Engine Family Number BPKXL06.6PJ1, driving a 150 KW generator. | 1 | 0 | 0 | 0 | 1 | Diesel | 150 | 230 | 150 | [5 empty] | 0 | 0 | 33.3877 | -117.4448 | 0.5 | place |  |  |  |  | Camp Pendleton | CA | San Diego County | 92055 | US | TIGER/LineÂ® dataset from the US Census Bureau
APCD2013-PTO-001565 | Active | 2013-04-12 | [34H] California Certified Emergency Standby Engine | USMC Base Personnel Amenities P06 | Air Quality Section | Building 51080 Camp Pendleton, CA | 92055 | A | Emergency standby engine: Perkins diesel engine, Model 1106D-E66TA, S/N PJ38418*U035902V*, rated at 230 bhp, Model Year 2011, Tier 3 certified of Engine Family Number BPKXL06.6PJ1, driving a 150 KW generator. | 1 | 0 | 0 | 0 | 1 | Diesel | 150 | 230 | 150 | [5 empty] | 0 | 0 | 33.3877 | -117.4448 | 0.5 | place |  |  |  |  | Camp Pendleton | CA | San Diego County | 92055 | US | TIGER/LineÂ® dataset from the US Census Bureau
APCD2013-PTO-001566 | Active | 2013-04-12 | [34H] California Certified Emergency Standby Engine | USMC Base Personnel Amenities P06 | Air Quality Section | Building 160101 Camp Pendleton, CA | 92055 | A | Emergency standby engine: Perkins diesel engine, Model 1106D-E66TA, S/N PJ38418*U035916V*, rated at 230 bhp, Model Year 2011, Tier 3 certified of Engine Family Number BPKXL06.6PJ1, driving a 150 KW generator. | 1 | 0 | 0 | 0 | 1 | Diesel | 150 | 230 | 150 | [5 empty] | 0 | 0 | 33.3877 | -117.4448 | 0.5 | place |  |  |  |  | Camp Pendleton | CA | San Diego County | 92055 | US | TIGER/LineÂ® dataset from the US Census Bureau
APCD2013-PTO-001569 | Active | 2013-04-15 | [34W] Registered Engine (Rule 12) | State of CA/DGS | Chief Engineer | 1350 Front St., #4012 San Diego, CA | 92101 | N | Registration of Existing Stationary Emergency Standby Diesel Engine Caterpillar, Model 3114, S/N 6AF00412, 100.5 BHP, Model Year 1988 Original APP# APCD2013-CER-000389 | 1 | 0 | 0 | 0 | 1 | Diesel |  | 1005 | 749.4285 | 2021-08-31 | 431.90 | 2021-08-31 | 437.90 | 6 | 4496.571 | 4.0847 | 32.7194 | -117.165 | 1 | rooftop | 1350 | Front St | Ste | 4012 | San Diego | CA | San Diego County | 92101 | US | San Diego Geographic Information Source - JPA
APCD2013-PTO-001578 | Active | 2013-04-16 | [34H] California Certified Emergency Standby Engine | USMC MCAS Miramar | Luis Eria | USMC Miramar, Bldg 9275 San Diego, CA | 92145 | H | Emergency standby engine: John Deere diesel engine, Model 4024HF285B, S/N PE4024L110889, rated at 80 bhp, Model Year 2012, Tier 3 certified of Engine Family Number CJDXL03.0113 driving a 60 KW generator. | 1 | 0 | 0 | 0 | 1 | Diesel | 60 | 80 | 60 | 2022-01-01 | 149.30 | 2022-01-01 | 153.60 | 4.3 | 258 | 0.23437 | 32.8795 | -117.1612 | 1 | street_center |  | Miramar Rd |  |  | San Diego | CA | San Diego County | 92121 | US | TIGER/LineÂ® dataset from the US Census Bureau
APCD2013-PTO-001579 | Active | 2013-04-16 | [34H] California Certified Emergency Standby Engine | FAA MCAS Miramar (NKX) ASR |  | Building 720, Miramar Way San Diego, CA | 92145 | H | Emergency standby engine: John Deere diesel engine, Model 4045HF285I, S/N PE4045L139439, rated at 158 bhp, Model Year 2010, EPA Tier 3 certified of Engine Family Number AJDXL06.8117, driving a 100 kW generator. | 1 | 0 | 0 | 0 | 1 | Diesel | 100 | 158 | 100 | 2022-01-01 | 157.00 | 2022-01-01 | 163.30 | 6.3 | 630 | 0.57229 | 33.1803 | -117.2392 | 0.77 | nearest_rooftop_match | 810 | Miramar Dr |  |  | Vista | CA | San Diego County | 92081 | US | Sandoval
APCD2013-PTO-001585 | Active | 2013-04-19 | [34H] California Certified Emergency Standby Engine | City of San Diego Public Utilities (PUD) | Eddy Mata | 2411 Dairy Mart Road San Diego, CA | 92154 | S | Prime diesel engine (ATCM portable): Cummins, Model QSF2.8, S/N 76064661, rated at 74 bhp, Model year 2018, Tier 4 certified of Engine Family Number JCEXL02.8AAB, powering a 55 KW generator for a 374 gpm water pump. | 1 | 0 | 0 | 0 | 1 | Diesel | 55 | 74 | 55 | 2021-05-11 | 33.60 | 2022-06-23 | 86.00 | 52.4 | 2882 | 2.618 | 32.5559 | -117.0623 | 1 | range_interpolation | 2411 | Dairy Mart Rd |  |  | San Diego | CA | San Diego County | 92154 | US | TIGER/LineÂ® dataset from the US Census Bureau
APCD2013-PTO-001586 | Active | 2013-04-19 | [34H] California Certified Emergency Standby Engine | Rakuten Medical, Inc. | Tammie Stone | 11080 Roselle Street San Diego, CA | 92121 | G | Emergency standby engine: Perkins diesel engine, Model C6.6, S/N E6M03545, rated at 217 bhp, Model Year 2011, Tier 3 certified of Engine Family Number BPKXL06.6PJ1, driving a 125 KW generator. | 1 | 0 | 0 | 0 | 1 | Diesel | 125 | 217 | 125 | 2021-09-10 | 132.90 | 2021-09-10 | 143.50 | 10.6 | 1325 | 1.2036 | 32.9051 | -117.2309 | 1 | rooftop | 11080 | Roselle St |  |  | San Diego | CA | San Diego County | 92121 | US | San Diego Geographic Information Source - JPA
APCD2013-PTO-001591 | Active | 2013-04-24 | [34H] California Certified Emergency Standby Engine | Qualcomm, Inc. | EHS Department | 10445 Pacific Center Ct San Diego, CA | 92121 | G | Emergency standby engine: Caterpillar diesel engine, Model C32 (S/N: PRH03322), rated at 1474 BHP, Model Year 2013, EPA Tier 2 certified of Engine Family Number DCPXL32.0NZS, driving a 1000 KW generator. Equipped turbocharger and aftercooler. | 1 | 0 | 0 | 0 | 1 | Diesel | 1000 | 1474 | 1000 | 2021-12-31 | 119.00 | 2022-05-04 | 140.20 | 21.2 | 21200 | 19.2579 | 32.9068 | -117.1881 | 1 | rooftop | 10445 | Pacific Center Ct |  |  | San Diego | CA | San Diego County | 92121 | US | Sandoval
APCD2013-PTO-001593 | Active | 2013-04-25 | [34H] California Certified Emergency Standby Engine | American Red Cross | Gary Rapshus | 4229 Ponderoza Ave., Ste C San Diego, CA | 92123 | J | Emergency Diesel Engine: John Deere / 4024HF285B, S/N: PE4024L118168, 80 hp, EPA Tier 3 certified of Family #DJDXL04.5141, turbocharged, driving a generator. | 1 | 0 | 0 | 0 | 1 | Diesel |  | 80 | 59.656 | 2021-11-17 | 164.30 | 2021-11-17 | 184.20 | 19.9 | 1187.1544 | 1.0784 | 32.8169 | -117.1317 | 1 | rooftop | 4229 | Ponderosa Ave | Ste | C | San Diego | CA | San Diego County | 92123 | US | San Diego Geographic Information Source - JPA
APCD2013-PTO-001595 | Active | 2013-05-01 | [34H] California Certified Emergency Standby Engine | UCSD | Valerie Fanning | 9500 Gilman Dr Dept 0089,(SIO Scholander Hall) San Diego, CA | 92093 | I | Emergency Diesel Engine (ATCM Portable): Cummins; Model QSB7-G7; Serial Number 73333774; 256 bhp; Model Year 2011 EPA Certified, Tier 4i, Engine Family Number BCEXL06.7AAF; EGR, Diesel Oxidation Catalyst, Periodic Trap Oxidizer (OEM); Powering a 132 kW Electrical Generator; Storage Location - SIO Scholander Hall Service Yard; Alternate Location - Adjacent to Bldg. 138, 200 W. Arbor Dr. in San Diego | 1 | 0 | 0 | 0 | 1 | Diesel | 132 | 256 | 132 | 2021-06-23 | 63.30 | 2022-07-21 | 75.70 | 12.4 | 1636.8 | 1.4869 | 32.8758 | -117.2396 | 0.9 | rooftop | 9500 | Gilman Dr | Dept | 89 | LA Jolla | CA | San Diego County | 92093 | US | San Diego Geographic Information Source - JPA
APCD2013-PTO-001596 | Active | 2013-05-01 | [34H] California Certified Emergency Standby Engine | UCSD | Valerie Fanning | 9500 Gilman Dr Dept 0089 San Diego, CA | 92093 | I | Emergency Diesel Engine (ATCM Portable): Cummins; Model QSB9-G8; Serial Number 73424330; 433 bhp; Model Year 2012 EPA Certified, Tier 4i, Engine Family Number CCEXL08.9AAI; EGR, Diesel Oxidation Catalyst, Periodic Trap Oxidizer (OEM); Powering a 264 kW Electrical Generator; Storage Location - CSC Electric Shop; Alternate Location - Adjacent to Bldg. 138, 200 W. Arbor Dr. in San Diego | 1 | 0 | 0 | 0 | 1 | Diesel | 264 | 433 | 264 | 2021-06-22 | 15.50 | 2022-07-22 | 26.00 | 10.5 | 2772 | 2.5181 | 32.8758 | -117.2396 | 0.9 | rooftop | 9500 | Gilman Dr | Dept | 89 | LA Jolla | CA | San Diego County | 92093 | US | San Diego Geographic Information Source - JPA
APCD2013-PTO-001597 | Active | 2013-05-01 | [34H] California Certified Emergency Standby Engine | UCSD | Valerie Fanning | 9500 Gilman Dr Dept 0089 San Diego, CA | 92093 | I | Emergency Diesel Engine (ATCM Portable): Cummins; Model QSB7-G6; Serial Number 73312223; 314 bhp; Model Year 2011 EPA Certified, Tier 4i, Engine Family Number BCEXL06.7AAF; EGR, Diesel Oxidation Catalyst, Periodic Trap Oxidizer (OEM); Powering a 234 kW Electrical Generator; Storage Location - CSC Electric Shop; Alternate Location - Adjacent to Bldg. 138, 200 W. Arbor Dr. in San Diego | 1 | 0 | 0 | 0 | 1 | Diesel | 234 | 314 | 234 | 2021-06-22 | 211.30 | 2022-07-22 | 220.30 | 9 | 2106 | 1.9131 | 32.8758 | -117.2396 | 0.9 | rooftop | 9500 | Gilman Dr | Dept | 89 | LA Jolla | CA | San Diego County | 92093 | US | San Diego Geographic Information Source - JPA
APCD2013-PTO-001598 | Active | 2013-05-01 | [34H] California Certified Emergency Standby Engine | UCSD | Valerie Fanning | 9500 Gilman Dr Dept 0089 San Diego, CA | 92093 | I | Emergency Diesel Engine (ATCM Portable): Cummins; Model QSB7-G6; Serial Number 73292618; 314 bhp; Model Year 2011 EPA Certified, Tier 4i, Engine Family Number BCEXL06.7AAF; EGR, Diesel Oxidation Catalyst, Periodic Trap Oxidizer (OEM); Powering a 234 kW Electrical Generator; Storage Location - CSC Electric Shop; Alternate Location - Adjacent to Bldg. 138, 200 W. Arbor Dr. in San Diego | 1 | 0 | 0 | 0 | 1 | Diesel | 234 | 314 | 234 | 2021-06-22 | 51.50 | 2022-07-21 | 76.90 | 25.4 | 5943.6 | 5.3991 | 32.8758 | -117.2396 | 0.9 | rooftop | 9500 | Gilman Dr | Dept | 89 | LA Jolla | CA | San Diego County | 92093 | US | San Diego Geographic Information Source - JPA
APCD2013-PTO-001599 | Active | 2013-05-01 | [34H] California Certified Emergency Standby Engine | UCSD | Valerie Fanning | 9500 Gilman Dr Dept 0089 San Diego, CA | 92093 | I | Emergency Diesel Engine (ATCM Portable): Cummins; Model QSB7-G6; Serial Number 73303890; 314 bhp; Model Year 2011 EPA Certified, Tier 4i, Engine Family Number BCEXL06.7AAF; EGR, Diesel Oxidation Catalyst, Periodic Trap Oxidizer (OEM); Powering a 234 kW Electrical Generator; Storage Location - CSC Electric Shop; Alternate Locations - Adjacent to Bldg. 138, 200 W. Arbor Dr. in San Diego; UCSD Eliot Field, 10250 Pomerado Road in San Diego. | 1 | 0 | 0 | 0 | 1 | Diesel | 234 | 314 | 234 | 2021-06-29 | 134.20 | 2022-07-22 | 161.80 | 27.6 | 6458.4 | 5.8668 | 32.8758 | -117.2396 | 0.9 | rooftop | 9500 | Gilman Dr | Dept | 89 | LA Jolla | CA | San Diego County | 92093 | US | San Diego Geographic Information Source - JPA
APCD2013-PTO-001600 | Active | 2013-05-01 | [34H] California Certified Emergency Standby Engine | UCSD | Valerie Fanning | 9500 Gilman Dr Dept 0089 San Diego, CA | 92093 | I | Emergency Diesel Engine (ATCM Portable): Cummins; Model QSB7-G6; Serial Number 73312218; 314 bhp; Model Year 2011 EPA Certified, Tier 4i, Engine Family Number BCEXL06.7AAF; EGR, Diesel Oxidation Catalyst, Periodic Trap Oxidizer (OEM); Powering a 234 kW Electrical Generator; Storage Location - CSC Electric Shop; Alternate Location - Adjacent to Bldg. 138, 200 W. Arbor Dr. in San Diego | 1 | 0 | 0 | 0 | 1 | Diesel | 234 | 314 | 234 | 2021-06-22 | 135.70 | 2022-07-25 | 146.10 | 10.4 | 2433.6 | 2.2107 | 32.8758 | -117.2396 | 0.9 | rooftop | 9500 | Gilman Dr | Dept | 89 | LA Jolla | CA | San Diego County | 92093 | US | San Diego Geographic Information Source - JPA
APCD2013-PTO-001601 | Active | 2013-05-02 | [34H] California Certified Emergency Standby Engine | USMC Base Public Health H02 | Air Quality Section | H200 - 20 Area Camp Pendleton, CA | 92055 | A | Stationary Emergency Diesel Engines: Mitsubishi / S16R-Y2PTAW2-1, S/N: 18417, 2923 hp, EPA Tier 2 certified of Family #BMVXL65.4BBA, turbocharged, aftercooled, driving a generator. | 1 | 0 | 0 | 0 | 1 | Diesel |  | 2923 | 2179.6811 | [5 empty] | 0 | 0 | 33.3877 | -117.4448 | 0.5 | place |  |  |  |  | Camp Pendleton | CA | San Diego County | 92055 | US | TIGER/LineÂ® dataset from the US Census Bureau
APCD2013-PTO-001602 | Active | 2013-05-02 | [34H] California Certified Emergency Standby Engine | USMC Base Public Health H02 | Air Quality Section | Building 2799 Camp Pendleton, CA | 92055 | A | Stationary Emergency Diesel Engines: Mitsubishi / S16R-Y2PTAW2-1, S/N: 18530, 2923 hp, EPA Tier 2 certified of Family #BMVXL65.4BBA, turbocharged, aftercooled, driving a generator. | 1 | 0 | 0 | 0 | 1 | Diesel |  | 2923 | 2179.6811 | [5 empty] | 0 | 0 | 33.3877 | -117.4448 | 0.5 | place |  |  |  |  | Camp Pendleton | CA | San Diego County | 92055 | US | TIGER/LineÂ® dataset from the US Census Bureau
APCD2013-PTO-001603 | Active | 2013-05-02 | [34H] California Certified Emergency Standby Engine | USMC Base Public Health H02 | Air Quality Section | H200 - 20 Area Camp Pendleton, CA | 92055 | A | Stationary Emergency Diesel Engines: Mitsubishi / S16R-Y2PTAW2-1, S/N: 18437, 2923 hp, EPA Tier 2 certified of Family #CMVXL65.4BBA, turbocharged, aftercooled, driving a generator. | 1 | 0 | 0 | 0 | 1 | Diesel |  | 2923 | 2179.6811 | [5 empty] | 0 | 0 | 33.3877 | -117.4448 | 0.5 | place |  |  |  |  | Camp Pendleton | CA | San Diego County | 92055 | US | TIGER/LineÂ® dataset from the US Census Bureau
APCD2013-PTO-001607 | Active | 2013-05-03 | [34H] California Certified Emergency Standby Engine | USN Submarine Base |  | Building 315 San Diego, CA | 92106 | I | Emergency standby engine: Cummins diesel engine, Model QSB5-G3-NR3, S/N 73492359, rated at 145 bhp, Model Year 2013, Tier 3 certified of Engine Family Number DCEXL0275AAG, driving an 80 KW generator. | 1 | 0 | 0 | 0 | 1 | Diesel | 80 | 145 | 80 | 2021-06-17 | 201.90 | 2021-06-17 | 204.90 | 3 | 240 | 0.21801 | 32.7241 | -117.1709 | 0.5 | place |  |  |  |  | San Diego | CA | San Diego County | 92101 | US | TIGER/LineÂ® dataset from the US Census Bureau
APCD2013-PTO-001610 | Active | 2013-05-08 | [34H] California Certified Emergency Standby Engine | City of San Diego Public Utilities Dept Wastewater Collection | Jess Miranda | 8340 Camino Santa Fe San Diego, CA | 92121 | G | Stationary Emergency Diesel Engine: John Deere / 4045HF285I, S/N: PE4045L167706, 158 hp, EPA certified Tier 3, Family #BJDXL06.8117, turbocharged, aftercooled, driving a generator. | 1 | 0 | 0 | 0 | 1 | Diesel |  | 158 | 117.8206 | 2021-12-20 | 91.80 | 2022-01-18 | 99.90 | 8.1 | 954.3469 | 0.86692 | 32.8812 | -117.1731 | 1 | rooftop | 8340 | Camino Santa Fe |  |  | San Diego | CA | San Diego County | 92121 | US | San Diego Geographic Information Source - JPA
APCD2013-PTO-001612 | Active | 2013-05-09 | [34H] California Certified Emergency Standby Engine | SD Community College Dist Miramar College | Dane Lindsay | 10440 Black Mountain Rd San Diego, CA | 92126 | M | Emergency Engine Generator: John Diesel Engine, Model 6090HFG86, rated at 463 bhp, Model Year 2012, S/N RG6090L111389, EPA Tier 3 Certified Engine, Family Number CJDXL09.0114, turbocharged, driving a 300 KW Generator. | 1 | 0 | 0 | 0 | 1 | Diesel | 300 | 463 | 300 | 2022-02-14 | 48.60 | 2022-02-14 | 50.40 | 1.8 | 540 | 0.49053 | 32.9101 | -117.1211 | 1 | rooftop | 10440 | Black Mountain Rd |  |  | San Diego | CA | San Diego County | 92126 | US | San Diego Geographic Information Source - JPA
APCD2013-PTO-001623 | Active | 2013-05-16 | [34H] California Certified Emergency Standby Engine | City of San Diego Administration Building | Jihad Sleiman | 202 C Street San Diego, CA | 92101 | N | Emergency standby engine: Make John Deere, Model 6135HF485, S/N RG6135L027462, rated at 617 bhp, Model Year 2012, Tier 3 certified of Engine Family Number CJDXL13.5103, driving a 400 KW generator. | 0 | 0 | 0 | 0 | 0 | Unknown | 400 | 617 | 400 | [5 empty] | 0 | 0 | 32.7183 | -117.1633 | 1 | rooftop | 202 | C St |  |  | San Diego | CA | San Diego County | 92101 | US | San Diego Geographic Information Source - JPA
APCD2013-PTO-001624 | Active | 2013-05-16 | [34H] California Certified Emergency Standby Engine | Sorrento Therapeutics Inc | Madison McLaughlin | 4122 Sorrento Valley Blvd San Diego, CA | 92121 | G | Emergency standby engine: Generac diesel engine, Model D3400T-Gen1 (S/N: TP9W00055) , rated at 85 BHP, Model Year 2012, EPA Tier 3 certified of Engine Family Number CKMCL3.41D43, driving a 40 KW generator. Equipped with turbocharger and aftercooler. | 1 | 0 | 0 | 0 | 1 | Diesel | 40 | 85 | 40 | 2022-04-22 | 215.30 | 2022-04-22 | 225.10 | 9.8 | 392 | 0.35609 | 32.9049 | -117.2175 | 1 | rooftop | 4122 | Sorrento Valley Blvd |  |  | San Diego | CA | San Diego County | 92121 | US | San Diego Geographic Information Source - JPA
APCD2013-PTO-001624 | Active | 2013-05-16 | [34H] California Certified Emergency Standby Engine | Sorrento Therapeutics Inc | Madison McLaughlin | 4122 Sorrento Valley Blvd San Diego, CA | 92121 | G | Emergency standby engine: Generac diesel engine, Model D3400T-Gen1 (S/N: TP9W00055) , rated at 85 BHP, Model Year 2012, EPA Tier 3 certified of Engine Family Number CKMCL3.41D43, driving a 40 KW generator. Equipped with turbocharger and aftercooler. | 1 | 0 | 0 | 0 | 1 | Diesel | 40 | 85 | 40 | 2022-04-22 | 215.30 | 2022-04-22 | 231.10 | 15.8 | 632 | 0.5741 | 32.9049 | -117.2175 | 1 | rooftop | 4122 | Sorrento Valley Blvd |  |  | San Diego | CA | San Diego County | 92121 | US | San Diego Geographic Information Source - JPA
APCD2013-PTO-001624 | Active | 2013-05-16 | [34H] California Certified Emergency Standby Engine | Sorrento Therapeutics Inc | Madison McLaughlin | 4122 Sorrento Valley Blvd San Diego, CA | 92121 | G | Emergency standby engine: Generac diesel engine, Model D3400T-Gen1 (S/N: TP9W00055) , rated at 85 BHP, Model Year 2012, EPA Tier 3 certified of Engine Family Number CKMCL3.41D43, driving a 40 KW generator. Equipped with turbocharger and aftercooler. | 1 | 0 | 0 | 0 | 1 | Diesel | 40 | 85 | 40 | 2022-04-22 | 225.10 | 2022-04-22 | 225.10 | 0 | 0 | 0 | 32.9049 | -117.2175 | 1 | rooftop | 4122 | Sorrento Valley Blvd |  |  | San Diego | CA | San Diego County | 92121 | US | San Diego Geographic Information Source - JPA
APCD2013-PTO-001624 | Active | 2013-05-16 | [34H] California Certified Emergency Standby Engine | Sorrento Therapeutics Inc | Madison McLaughlin | 4122 Sorrento Valley Blvd San Diego, CA | 92121 | G | Emergency standby engine: Generac diesel engine, Model D3400T-Gen1 (S/N: TP9W00055) , rated at 85 BHP, Model Year 2012, EPA Tier 3 certified of Engine Family Number CKMCL3.41D43, driving a 40 KW generator. Equipped with turbocharger and aftercooler. | 1 | 0 | 0 | 0 | 1 | Diesel | 40 | 85 | 40 | 2022-04-22 | 225.10 | 2022-04-22 | 231.10 | 6 | 240 | 0.21801 | 32.9049 | -117.2175 | 1 | rooftop | 4122 | Sorrento Valley Blvd |  |  | San Diego | CA | San Diego County | 92121 | US | San Diego Geographic Information Source - JPA
APCD2013-PTO-001626 | Active | 2013-05-17 | [34H] California Certified Emergency Standby Engine | City of Escondido - FS#4 | Mike D?Aquila | 3301 Bear Valley Pkwy Escondido, CA | 92025 | D | Stationary Emergency Diesel Engine: Mfr: Mfr: John Deere, Model: 4045HF285K, S/N: PE4045L212318, EPA Tier 3 certified of Family #CJDXL06.8120, 197 hp, turbocharged, aftercooled with Johnson Matthey Diesel Particulate Filter Part No CRT(+)1-N-BITO-CS-6-LP, driving a generator. | 1 | 0 | 0 | 0 | 1 | Diesel |  | 197 | 146.9029 | [5 empty] | 0 | 0 | 33.086 | -117.0574 | 1 | range_interpolation | 3301 | Bear Valley Pkwy |  |  | Escondido | CA | San Diego County | 92025 | US | TIGER/LineÂ® dataset from the US Census Bureau
APCD2013-PTO-001630 | Active | 2013-05-23 | [34W] Registered Engine (Rule 12) | LumiraDx | Adam Dougher | 6650 Nancy Ridge Dr San Diego, CA | 92121 | G | Emergency engine: Ford Model LSG-875I-6005-A (S/N: 19301-1-04-98), natural gas fired, 74 BHP, driving a generator. [NESHAP ZZZZ Commercial] | 0 | 0 | 1 | 0 | 1 | Natural Gas |  | 74 | 55.1818 | 2021-12-31 | 199.30 | 2022-01-07 | 203.40 | 4.1 | 226.2454 | 0.16431 | 32.8871 | -117.1792 | 1 | rooftop | 6650 | Nancy Ridge Dr |  |  | San Diego | CA | San Diego County | 92121 | US | San Diego Geographic Information Source - JPA
APCD2013-PTO-001638 | Active | 2013-06-07 | [34H] California Certified Emergency Standby Engine | CA ST DEPT OF FORESTRY & FIRE PROTECTION |  | 13650 Highway 79 Descanso, CA | 91916 | D | Emergency Engine: Generac V-Type Ford 6.8L, (S/N: E172A1801120180228), 128 hp, LPG-fueled, model year 2011, EPA certified of Family CGNXB06.82L4 equipped with air/fuel ratio controller and 3-way catalytic converter, driving a generator. | 0 | 0 | 0 | 0 | 0 | LPG |  | 128 | 95.4496 | 2021-07-02 | 1398.00 | 2021-07-02 | 1407.00 | 9 | 859.0464 | 0.85279 | 32.9671 | -116.58 | 0.9 | range_interpolation | 13650 | Hwy 79 |  |  | Julian | CA | San Diego County | 92036 | US | TIGER/LineÂ® dataset from the US Census Bureau
APCD2013-PTO-001643 | Active | 2013-06-10 | [34H] California Certified Emergency Standby Engine | MCAS Miramar | Luis Eria | MCAS Miramar West Gate San Diego, CA | 92145 | H | Emergency standby engine: John Deere diesel engine, Model 4024HF285B (S/N: PE4024L119011), rated at 80 BHP, Model Year 2013, EPA Tier 3 certified of Engine Family Number DJDXL04.5141, driving a 50 KW generator. Equipped with turbocharger. | 1 | 0 | 0 | 0 | 1 | Diesel | 50 | 80 | 50 | 2022-01-01 | 63.70 | 2022-01-01 | 66.20 | 2.5 | 125 | 0.11355 | 32.7241 | -117.1709 | 1 | place |  |  |  |  | San Diego | CA | San Diego County | 92101 | US | TIGER/LineÂ® dataset from the US Census Bureau
APCD2013-PTO-001644 | Active | 2013-06-10 | [34H] California Certified Emergency Standby Engine | UCSD MESOME Building | Valerie Fanning | 9500 Gilman Drive San Diego, CA | 92093 | I | Emergency standby engine: fueled with natural gas, Make General Motors, Model Vortec 8.1L, S/N 25826, rated at 195 bhp, EPA certified for spark ignited engines of family number CPISB8.10EMT-011, equipped with 3-way catalyst, driving a 125 KW generator. | 0 | 0 | 1 | 0 | 1 | Natural Gas | 125 | 195 | 125 | 2021-06-23 | 55.90 | 2022-07-22 | 66.00 | 10.1 | 1262.5 | 0.9169 | 32.8758 | -117.2396 | 0.9 | rooftop | 9500 | Gilman Dr |  |  | LA Jolla | CA | San Diego County | 92093 | US | San Diego Geographic Information Source - JPA
APCD2013-PTO-001645 | Active | 2013-06-12 | [34H] California Certified Emergency Standby Engine | Scantibodies Laboratory Inc | Gary Gayda | 9216 Abraham Way Santee, CA | 92071 | H | Emergency Engine Generator: Natural gas fueled Generac Engine, Model 0J5866, S/N G9122001224, turbocharged and aftercooled, rated at 234 bhp, Model Year 2012, EPA Certified Engine with EPA Engine Family Number:CGNXB12.92C2, equipped with a Generac A/F controller and a Generac catalyst, driving a 175 kw Generator. | 0 | 0 | 1 | 0 | 1 | Natural Gas | 175 | 234 | 175 | [5 empty] | 0 | 0 | 32.8428 | -116.9644 | 1 | rooftop | 9216 | Abraham Way |  |  | Santee | CA | San Diego County | 92071 | US | San Diego Geographic Information Source - JPA
APCD2013-PTO-001654 | Active | 2013-06-18 | [34H] California Certified Emergency Standby Engine | Scantibodies Laboratory Inc | Facilities Manager | 10946 Woodside Ave Santee, CA | 92071 | H | Emergency Engine Generator: Natural Gas Fueled Generac Engines, Model SC13GT304D, S/N G9126003504, rated at 234 bhp, Model Year 2012, EPA Certified Engine with EPA Engine Family Number: CGNXB12.92C2, equipped with a Generac A/F controller and a Generac catalyst, driving a 175 kw generator. | 0 | 0 | 1 | 0 | 1 | Natural Gas | 175 | 234 | 175 | [5 empty] | 0 | 0 | 32.8453 | -116.9596 | 1 | rooftop | 10946 | Woodside Ave |  |  | Santee | CA | San Diego County | 92071 | US | San Diego Geographic Information Source - JPA
APCD2013-PTO-001656 | Active | 2013-06-20 | [34H] California Certified Emergency Standby Engine | Secure Payment Systems | Lin Fellerman | 10650 Scripps Ranch Blvd., #109 San Diego, CA | 92131 | F | Stationary Emergency Diesel Engine: Caterpillar; Model C4.4; Serial Number E5A00466; 130 bhp; Model Year 2012 EPA Certified, Tier 3, Engine Family Number CPKXL04.4NJ1; Turbocharged; Powering an 80 kW Electrical Generator | 1 | 0 | 0 | 0 | 1 | Diesel | 80 | 130 | 80 | 2021-07-09 | 26.80 | 2022-06-29 | 37.40 | 10.6 | 848 | 0.77032 | 32.9123 | -117.1106 | 1 | rooftop | 10650 | Scripps Ranch Blvd | Ste | 109 | San Diego | CA | San Diego County | 92131 | US | San Diego Geographic Information Source - JPA
APCD2013-PTO-001658 | Active | 2013-06-24 | [34H] California Certified Emergency Standby Engine | City of Oceanside Public Works | Environmental Coordinator | 300 N Coast Hy Oceanside, CA | 92054 | C | Emergency Diesel Engine Manufacturer: John Deere Model 4045HF285I, S/N: PE4045L212247, Rating: 158 hp Tier 3 certified of Family# CJDXL04.5119-015 Model Year 2012 Driving a 102 kW generator | 1 | 0 | 0 | 0 | 1 | Diesel | 102 | 158 | 102 | 2022-03-09 | 110.20 | 2022-03-09 | 113.50 | 3.3 | 336.6 | 0.30577 | 33.1979 | -117.3797 | 0.9 | rooftop | 300 | N Coast Hwy N |  |  | Oceanside | CA | San Diego County | 92054 | US | San Diego Geographic Information Source - JPA
APCD2013-PTO-001680 | Active | 2013-07-02 | [34H] California Certified Emergency Standby Engine | Quantum Design Inc | Greg Degeller | 10307 Pacific Center Ct San Diego, CA | 92121 | G | Stationary Emergency Diesel Engine: Caterpillar; Model D100P2; Serial Number 364591; 166 bhp; Model Year 2001, Tier 1 EPA Certified, Engine Family Number 1PKXL05.9YH1; Powering a 100 kW Electrical Generator | 1 | 0 | 0 | 0 | 1 | Diesel | 100 | 166 | 100 | 2021-12-30 | 148.90 | 2021-12-30 | 151.50 | 2.6 | 260 | 0.23618 | 32.905 | -117.1879 | 1 | rooftop | 10307 | Pacific Center Ct |  |  | San Diego | CA | San Diego County | 92121 | US | Sandoval
APCD2013-PTO-001684 | Active | 2013-07-08 | [34H] California Certified Emergency Standby Engine | USMC Base Military Support | AC/S Environmental Security | Building 2280U3 Camp Pendleton, CA | 92055 | A | Emergency standby engine: John Deere diesel engine, Model 6068HFG85, S/N PE6068L906815, rated at 318bhp, Model Year 2013, Tier 3 certified of Engine Family Number DJDXL13.5103, driving a 200 KW generator. | 1 | 0 | 0 | 0 | 1 | Diesel | 200 | 318 | 200 | [5 empty] | 0 | 0 | 33.3877 | -117.4448 | 1 | place |  |  |  |  | Camp Pendleton | CA | San Diego County | 92055 | US | TIGER/LineÂ® dataset from the US Census Bureau
APCD2013-PTO-001685 | Active | 2013-07-08 | [34H] California Certified Emergency Standby Engine | USN | NOLF | Bldg 185, NOLFIB Imperial Beach, CA | 91932 | O | Emergency standby engine: John Deere diesel engine, Model 4045HF285, S/N PE4045L231565, rated at 158 bhp, Model Year 2012, Tier 3 certified of Engine Family Number CJDXL04.5119, driving a 100 KW generator. | 1 | 0 | 0 | 0 | 1 | Diesel | 100 | 158 | 100 | [5 empty] | 0 | 0 | 32.8475 | -115.5694 | 0.5 | place |  |  |  |  | Imperial | CA | Imperial County | 92251 | US | TIGER/LineÂ® dataset from the US Census Bureau
APCD2013-PTO-001686 | Active | 2013-07-09 | [34H] California Certified Emergency Standby Engine | BMR-Sorrento West LLC | Paul Chambers | 11055 Flintkote Ave San Diego, CA | 92121 | G | Emergency standby engine: John Deere diesel engine, Model 4045HF285K, S/N PE4045L233118, rated at 197 bhp, Model Year 2013, Tier 3 certified of Engine Family Number DJDXL06.8120, driving a 125 KW generator. | 1 | 0 | 0 | 0 | 1 | Diesel | 125 | 197 | 125 | 2021-09-03 | 97.10 | 2021-09-03 | 109.30 | 12.2 | 1525 | 1.3853 | 32.9038 | -117.2309 | 1 | rooftop | 11055 | Flintkote Ave |  |  | San Diego | CA | San Diego County | 92121 | US | San Diego Geographic Information Source - JPA
APCD2013-PTO-001687 | Active | 2013-07-10 | [34H] California Certified Emergency Standby Engine | Scripps Health | Robert Eastin | 10130 Sorrento Valley Rd Ste A San Diego, CA | 92121 | G | Emergency standby engine: John Deere diesel engine, Model 6090HF484 (S/N: RG6090L115397), rated at 385 BHP, Model Year 2013, EPA Tier 3 certified Engine Family Number DJDXL09.0114, driving a 250 KW generator. Equipped with turbocharger and aftercooler. | 1 | 0 | 0 | 0 | 1 | Diesel | 250 | 385 | 250 | [5 empty] | 0 | 0 | 32.8878 | -117.208 | 1 | rooftop | 10130 | Sorrento Valley Rd | Ste | A | San Diego | CA | San Diego County | 92121 | US | San Diego Geographic Information Source - JPA
APCD2013-PTO-001688 | Active | 2013-07-10 | [34H] California Certified Emergency Standby Engine | BMR-Sorrento West LLC | Paul Chambers | 11180 Roselle St San Diego, CA | 92121 | G | Emergency standby engine: John Deere diesel engine, Model 6135HF485, S/N RG6135L027700, rated at 538 bhp, Model Year 2012, Tier 3 certified of Engine Family Number DJDXL13.5113, driving a 350 KW generator. | 1 | 0 | 0 | 0 | 1 | Diesel | 350 | 538 | 350 | 2021-09-03 | 131.50 | 2021-09-03 | 143.90 | 12.4 | 4340 | 3.9424 | 32.9057 | -117.2316 | 1 | rooftop | 11180 | Roselle St |  |  | San Diego | CA | San Diego County | 92121 | US | San Diego Geographic Information Source - JPA
APCD2013-PTO-001689 | Active | 2013-07-10 | [34H] California Certified Emergency Standby Engine | Roswell Biotechnologies | Florence Ngala | 11125 Flinkote Avenue Suite A San Diego, CA | 92121 | G | Emergency standby engine: fueled with natural gas, Make General Motors, Model Vortec 4.3L, S/N 79984, rated at 75 bhp, EPA certified for spark ignited engines of family number DPSIB4.302ED-009, equipped with DCL MINE-X three-way catalyst, Model 2-DC45, driving a 40 KW generator. | 0 | 0 | 1 | 0 | 1 | Natural Gas | 40 | 75 | 40 | 2021-09-10 | 60.60 | 2021-09-10 | 71.70 | 11.1 | 444 | 0.32246 | 32.7241 | -117.1709 | 0.5 | place |  |  |  |  | San Diego | CA | San Diego County | 92101 | US | TIGER/LineÂ® dataset from the US Census Bureau
APCD2013-PTO-001691 | Active | 2013-07-10 | [34H] California Certified Emergency Standby Engine | Biovia Corp dba Dassault Systemes | Howard O'Kelly | 5005 Wateridge Vista Dr San Diego, CA | 92121 | G | Emergency standby engine: John Deere diesel engine, Model 4045HF285I (S/N: PE4045L236696), rated at 158 BHP, Model Year 2013, EPA Tier 3 certified Engine Family Number DJDXL04.5119, driving a 100 KW generator. Equipped with turbocharger and aftercooler. | 1 | 0 | 0 | 0 | 1 | Diesel | 100 | 158 | 100 | 2021-09-17 | 72.20 | 2021-09-17 | 81.80 | 9.6 | 960 | 0.87206 | 32.8955 | -117.2085 | 1 | rooftop | 5005 | Wateridge Vista Dr |  |  | San Diego | CA | San Diego County | 92121 | US | San Diego Geographic Information Source - JPA
APCD2013-PTO-001692 | Active | 2013-07-10 | [34H] California Certified Emergency Standby Engine | Federal Aviation Administration | SAN SSC ENV Manager (NFG) | Building 1600152,off Reservoir Rd (ASR9) Camp Pendleton, CA | 92055 | A | Emergency standby engine: John Deere diesel engine, Model 4045HF285I, S/N 4045L230855, rated at 158 bhp, Model Year 2012, Tier 3 certified of Engine Family Number CJDXL04.5119, driving a 100 KW generator. | 1 | 0 | 0 | 0 | 1 | Diesel | 100 | 158 | 100 | [5 empty] | 0 | 0 | 33.3877 | -117.4448 | 0.5 | place |  |  |  |  | Camp Pendleton | CA | San Diego County | 92055 | US | TIGER/LineÂ® dataset from the US Census Bureau
APCD2013-PTO-001693 | Active | 2013-07-11 | [34H] California Certified Emergency Standby Engine | SDSU-KPBS-DTV | Leon Messenie | 5200 Campanile Dr San Diego, CA | 92182 | K | Emergency standby engine: John Deere diesel engine, Model 6135HF485T (S/N: RG6135L027650), rated at 538 BHP, Model Year 2012 EPA Tier 3 certified Engine Family Number CJDXL13.5103, driving a 350 KW generator. Equipped with turbocharger and aftercooler. | 1 | 0 | 0 | 0 | 1 | Diesel | 350 | 538 | 350 | 2021-10-21 | 139.60 | 2021-10-21 | 153.70 | 14.1 | 4935 | 4.4829 | 32.7714 | -117.0722 | 0.82 | nearest_rooftop_match | 5118 | Campanile Dr |  |  | San Diego | CA | San Diego County | 92115 | US | San Diego Geographic Information Source - JPA
APCD2013-PTO-001694 | Active | 2013-07-11 | [34H] California Certified Emergency Standby Engine | Fate Therapeutics, Inc. | Craig Lawyer | 12278 Scripps Summit Drive San Diego, | 92131 | F | Emergency standby engine: Mitsubishi diesel engine, Model S16R-Y2PTAW2-1 (S/N:18640), rated at 2923 BHP, Model Year 2012, EPA Tier 2 certified Engine Family Number CMVXL65.4BBA, driving a 2000 KW generator. Equipped with turbocharger. | 1 | 0 | 0 | 0 | 1 | Diesel | 2000 | 2923 | 2000 | 2021-07-01 | 105.20 | 2022-07-19 | 117.90 | 12.7 | 25400 | 23.0732 | 32.9416 | -117.1038 | 1 | rooftop | 12278 | Scripps Summit Dr |  |  | San Diego | CA | San Diego County | 92131 | US | San Diego Geographic Information Source - JPA
APCD2013-PTO-001695 | Active | 2013-07-11 | [34H] California Certified Emergency Standby Engine | MCAS Miramar | Luis Eria | MCAS Miramar Bldg 9770 San Diego, CA | 92145 | H | Emergency standby engine: Volvo diesel engine, Model TWD1643GE (S/N: D16067321C3A), rated at 904 BHP, Model Year 2012, EPA Tier 2 certified Engine Family Number CVPXL16.1ACW, driving a 600 KW generator. Equipped with turbocharger and aftercooler. | 1 | 0 | 0 | 0 | 1 | Diesel | 600 | 904 | 600 | 2022-01-01 | 100.70 | 2022-01-01 | 104.10 | 3.4 | 2040 | 1.8531 | 32.8795 | -117.1612 | 1 | street_center |  | Miramar Rd |  |  | San Diego | CA | San Diego County | 92121 | US | TIGER/LineÂ® dataset from the US Census Bureau
APCD2013-PTO-001696 | Active | 2013-07-11 | [34H] California Certified Emergency Standby Engine | Rancho Valencia Hotel | Owner Manager | 5926 Valencia Circle Rancho Santa Fe, CA | 92067 | E | Emergency Diesel Engine Manufacturer: John Deere Model: 4045HF285I S/N: PE4045L213325 Size: 158 hp EPA Tier: Tier 3 certified of Family# CJDXL04.5119-015 Model Year: 2012 Generator Size: 102 kW | 1 | 0 | 0 | 0 | 1 | Diesel | 102 | 158 | 102 | [5 empty] | 0 | 0 | 32.9901 | -117.1887 | 1 | rooftop | 5926 | Valencia Cir |  |  | Rancho Santa Fe | CA | San Diego County | 92067 | US | San Diego Geographic Information Source - JPA
APCD2013-PTO-001697 | Active | 2013-07-11 | [34H] California Certified Emergency Standby Engine | MCAS Miramar | Luis Eria | MCAS Miramar Bldg 9470 San Diego, CA | 92145 | H | Emergency standby engine: John Deere diesel engine, Model 6135HF485 (S/N: RG6135L027605), rated at 538 BHP, Model Year 2012, EPA Tier 3 certified Engine Family Number CJDXL13.5103, driving a 350 KW generator. Equipped with turbocharger and aftercooler. | 1 | 0 | 0 | 0 | 1 | Diesel | 350 | 538 | 350 | 2022-01-01 | 73.20 | 2022-01-01 | 76.70 | 3.5 | 1225 | 1.1128 | 32.8795 | -117.1612 | 1 | street_center |  | Miramar Rd |  |  | San Diego | CA | San Diego County | 92121 | US | TIGER/LineÂ® dataset from the US Census Bureau
APCD2013-PTO-001698 | Active | 2013-07-11 | [34H] California Certified Emergency Standby Engine | KPBS Mt Miguel-Transmitter | Leon Messenie | Mt Miguel San Diego, CA | 92182 | K | Emergency standby engine: John Deere diesel engine, Model 6068HF285K (S/N: PE6068L235255), rated at 237 BHP, Model Year 2013, EPA Tier 3 certified Engine Family Number CJDXL06.8120, driving a 150 KW generator. Equipped with turbocharger and aftercooler. | 1 | 0 | 0 | 0 | 1 | Diesel | 50 | 237 | 50 | 2021-11-05 | 138.90 | 2021-11-05 | 149.20 | 10.3 | 515 | 0.46782 | 32.6667 | -117.0594 | 1 | street_center |  | Mt Miguel Dr |  |  | San Diego | CA | San Diego County | 92139 | US | TIGER/LineÂ® dataset from the US Census Bureau
APCD2013-PTO-001699 | Active | 2013-07-11 | [34H] California Certified Emergency Standby Engine | Lowes HIW Inc | Tony Elias | 2515 Palomar Airport Rd Carlsbad, CA | 92008 | C | Emergency standby engine: John Deere diesel engine, Model 6135HF485T (S/N: RG6135L027858), rated at 538 BHP, Model Year 2013, EPA Tier 3 certified Engine Family Number DJDXL13.5103, driving a 350 KW generator. Equipped with turbocharger and aftercooler. | 1 | 0 | 0 | 0 | 1 | Diesel | 350 | 538 | 350 | 2021-07-07 | 251.90 | 2022-07-28 | 283.50 | 31.6 | 11060 | 10.0468 | 33.1271 | -117.2788 | 1 | rooftop | 2515 | Palomar Airport Rd |  |  | Carlsbad | CA | San Diego County | 92011 | US | San Diego Geographic Information Source - JPA
APCD2013-PTO-001700 | Active | 2013-07-16 | [34H] California Certified Emergency Standby Engine | Sharp Mesa Vista Hospital | Charlotte L. Zolezzi | 7850 Vista Hill Ave San Diego, CA | 92123 | J | stationary emergency diesel engine: Cummins model QSL9-G2 NR3 (S/N: 73478656), 364 BHP, model year 2013, EPA Tier 3 certified Engine Family DCEXL0540AAB, turbocharged, aftercooled, driving a generator. | 1 | 0 | 0 | 0 | 1 | Diesel |  | 364 | 271.4348 | 2021-09-02 | 183.90 | 2021-09-02 | 198.00 | 14.1 | 3827.2307 | 3.4766 | 32.7957 | -117.1552 | 1 | rooftop | 7850 | Vista Hill Ave |  |  | San Diego | CA | San Diego County | 92123 | US | San Diego Geographic Information Source - JPA
APCD2013-PTO-001701 | Active | 2013-07-18 | [34H] California Certified Emergency Standby Engine | Target Store T0205 | Store Team Lead | 8001 Othello Avenue San Diego, CA | 92111 | M | Emergency Engine: Generac OEM engine, AQMD Engine Model E08.9GDV099A0 P/N: OJ2549 (S/N: G00011487), LPG or Natural Gas fueled, 133 BHP, model year 2013, EPA certified engine family DGNXB08.92C1; equipped with air/fuel ratio controller and 3-way catalytic converter, driving a 100 KW generator. | 0 | 0 | 1 | 0 | 1 | Natural Gas | 100 | 133 | 100 | 2021-12-31 | 62.10 | 2022-01-05 | 65.40 | 3.3 | 330 | 0.23966 | 32.8163 | -117.1524 | 1 | rooftop | 8001 | Othello Ave |  |  | San Diego | CA | San Diego County | 92111 | US | San Diego Geographic Information Source - JPA
APCD2013-PTO-001706 | Active | 2013-07-22 | [34H] California Certified Emergency Standby Engine | Jensen Meat | Jose Moren | 2550 Britannia Blvd San Diego, CA | 92154 | S | Emergency Diesel Engine Generator: John Deere; model 6068HFG85; serial number PE6068L908699; Engine Family DJDXL13.5103; tier 3 certified; 315 bhp rated; turbocharged with charge air cooler; driving an 180 kW generator | 1 | 0 | 0 | 0 | 1 | Diesel | 180 | 315 | 180 | 2022-05-05 | 100.70 | 2022-05-05 | 101.20 | 0.5 | 90 | 0.081755 | 32.5525 | -116.981 | 1 | rooftop | 2550 | Britannia Blvd |  |  | San Diego | CA | San Diego County | 92154 | US | San Diego Geographic Information Source - JPA
APCD2013-PTO-001711 | Active | 2013-07-31 | [34H] California Certified Emergency Standby Engine | Helix Water | Joe Campbell | 7811 University Ave La Mesa, CA | 91942 | K | Emergency standby engine: John Deere diesel engine, Model 4045HF285I (S/N: PE4045L236694), rated at 158 BHP, Model Year 2013, EPA Tier 3 certified Engine Family Number DJDXL04.5119, driving a 100 KW generator. Equipped with turbocharger and aftercooler. | 1 | 0 | 0 | 0 | 1 | Diesel | 100 | 158 | 100 | 2021-11-19 | 28.70 | 2021-11-19 | 30.20 | 1.5 | 150 | 0.13626 | 32.7625 | -117.029 | 1 | rooftop | 7811 | University Ave |  |  | LA Mesa | CA | San Diego County | 91942 | US | San Diego Geographic Information Source - JPA
APCD2013-PTO-001714 | Active | 2013-08-01 | [34H] California Certified Emergency Standby Engine | EDF Renewable Energy | Diane Bailey | 15435 Innovation Dr., Ste 125 San Diego, CA | 92128 | F | Emergency standby engine: John Deere diesel engine, Model 6068HFG85 (S/N: PE6068L913503) , rated at 315 BHP, Model Year 2013, EPA Tier 3 certified Engine Family Number DJDXL13.5103, driving a 200 KW generator. Equipped with turbocharger and aftercooler. | 1 | 0 | 0 | 0 | 1 | Diesel | 200 | 315 | 200 | 2022-04-01 | 51.00 | 2022-04-01 | 51.50 | 0.5 | 100 | 0.090839 | 32.9959 | -117.0816 | 1 | rooftop | 15435 | Innovation Dr | Ste | 125 | San Diego | CA | San Diego County | 92128 | US | San Diego Geographic Information Source - JPA
APCD2013-PTO-001722 | Active | 2013-08-09 | [34H] California Certified Emergency Standby Engine | Millennium Laboratories | Tim Scott | 16981 Via Tazon San Diego, CA | 92127 | F | Emergency standby engine: Caterpillar diesel engine, Model C27 (S/N: MJE03446) , rated at 1214 BHP, Model Year 2013, EPA Tier 2 certified engine Family Number DCPXL27.0NZS, driving a 800 KW generator. Equipped with turbocharger. | 1 | 0 | 0 | 0 | 1 | Diesel | 800 | 1214 | 800 | 2022-01-18 | 89.90 | 2022-01-18 | 90.70 | 0.8 | 640 | 0.58137 | 33.0229 | -117.0846 | 1 | rooftop | 16981 | Via Tazon |  |  | San Diego | CA | San Diego County | 92127 | US | San Diego Geographic Information Source - JPA
APCD2013-PTO-001732 | Active | 2013-08-16 | [34W] Registered Engine (Rule 12) | Guadalupe Plaza Development Corporation | Victor Sanchez | 4142 42nd Street San Diego, CA | 92105 | K | Registration of Existing Diesel Emergency Engine Kohler, Model 125ROZ81, S/N 115611, 220 BHP, Model Year 1981, Date first operated in San Diego County 1981 Original APP# APCD2013-CER-000468 | 1 | 0 | 0 | 0 | 1 | Diesel |  | 220 | 164.054 | 2021-09-17 | 259.45 | 2022-08-18 | 271.30 | 11.85 | 1944.0399 | 1.766 | 32.7526 | -117.1048 | 1 | rooftop | 4142 | 42nd St |  |  | San Diego | CA | San Diego County | 92105 | US | San Diego Geographic Information Source - JPA
APCD2013-PTO-001733 | Active | 2013-08-20 | [34H] California Certified Emergency Standby Engine | Sempra Energy | Environmental Operations | 10975 Technology Pl San Diego, CA | 92127 | F | Emergency Diesel Engine Generator: Cummins; model QSK60-G14 NR2; serial number 33194411; Engine Family BCEXL060.AAD; tier 2 certified; 3315 bhp rated; turbocharged with charge air cooler; driving a 2.25 MW generator | 1 | 0 | 0 | 0 | 1 | Diesel |  | 315 | 234.8955 | 2021-10-15 | 67.00 | 2021-10-15 | 83.20 | 16.2 | 3805.3071 | 3.4567 | 33.0082 | -117.0937 | 1 | rooftop | 10975 | Technology Pl |  |  | San Diego | CA | San Diego County | 92127 | US | San Diego Geographic Information Source - JPA
APCD2013-PTO-001734 | Active | 2013-08-20 | [34H] California Certified Emergency Standby Engine | Sempra Energy | Environmental Operations | 10975 Technology Pl San Diego, CA | 92127 | F | Emergency Diesel Engine Generator: Cummins; model QSK60-G14 NR2; serial number 33194388; Engine Family BCEXL060.AAD; tier 2 certified; 3315 bhp rated; turbocharged with charge air cooler; driving a 2.25 MW generator | 1 | 0 | 0 | 0 | 1 | Diesel |  | 315 | 234.8955 | 2021-10-15 | 85.20 | 2021-10-15 | 92.10 | 6.9 | 1620.779 | 1.4723 | 33.0082 | -117.0937 | 1 | rooftop | 10975 | Technology Pl |  |  | San Diego | CA | San Diego County | 92127 | US | San Diego Geographic Information Source - JPA
APCD2013-PTO-001744 | Active | 2013-08-20 | [34H] California Certified Emergency Standby Engine | USMC Base Marine Group Ops | Air Quality Section | Building 4150U2 Camp Pendleton, CA | 92055 | A | Stationary Emergency Diesel Engine: John Deere; Model 6068HF485; Serial PE6068L908055; 318 bhp; Model Year 2012 EPA Certified, Tier 3, Engine Family Number DJDXL03.5103; Powering a 200 kW Generator | 1 | 0 | 0 | 0 | 1 | Diesel | 200 | 318 | 200 | [5 empty] | 0 | 0 | 33.3877 | -117.4448 | 1 | place |  |  |  |  | Camp Pendleton | CA | San Diego County | 92055 | US | TIGER/LineÂ® dataset from the US Census Bureau
APCD2013-PTO-001745 | Active | 2013-08-20 | [34H] California Certified Emergency Standby Engine | USMC Base Marine Group Ops | Air Quality Section | Building 4100U2 Camp Pendleton, CA | 92055 | A | Stationary Emergency Diesel Engine: John Deere; Model 6068HF285; Serial PE6068L207893; 237 bhp; Model Year 2012 EPA Certified, Tier 3, Engine Family Number CJDXL06.8120; Powering a 150 kW Generator | 1 | 0 | 0 | 0 | 1 | Diesel | 150 | 237 | 150 | [5 empty] | 0 | 0 | 33.3877 | -117.4448 | 1 | place |  |  |  |  | Camp Pendleton | CA | San Diego County | 92055 | US | TIGER/LineÂ® dataset from the US Census Bureau
APCD2013-PTO-001746 | Active | 2013-08-20 | [34H] California Certified Emergency Standby Engine | USMC Base Public Utilities U23 | Air Quality Section | Building 4152B1 Camp Pendleton, CA | 92055 | A | Stationary Emergency Diesel Engine: John Deere; Model 6068HFG85; Serial PE6068L900805; 315 bhp; Model Year 2012 EPA Certified, Tier 3, Engine Family Number CJDXL13.5103; Powering a 200 kW Generator. (Building 4152U3) | 1 | 0 | 0 | 0 | 1 | Diesel | 200 | 315 | 200 | [5 empty] | 0 | 0 | 33.3877 | -117.4448 | 1 | place |  |  |  |  | Camp Pendleton | CA | San Diego County | 92055 | US | TIGER/LineÂ® dataset from the US Census Bureau
APCD2013-PTO-001747 | Active | 2013-08-20 | [34H] California Certified Emergency Standby Engine | Marine Corps Air Station | Major Battista | P111 MALS 39 Hangar 1A Camp Pendleton, CA | 92055 | A | Stationary Emergency Diesel Engine: John Deere; Model 5030HF285G; Serial Number PE5030L113843; 105 bhp; Model Year 2012 EPA Certified, Engine Family Number CJDXL03.0113; Powering a 60 kW Electrical Generator. (Building 23104) | 1 | 0 | 0 | 0 | 1 | Diesel | 60 | 105 | 60 | 2021-06-22 | 68.50 | 2021-06-22 | 69.20 | 0.7 | 42 | 0.038153 | 33.3877 | -117.4448 | 0.5 | place |  |  |  |  | Camp Pendleton | CA | San Diego County | 92055 | US | TIGER/LineÂ® dataset from the US Census Bureau
APCD2013-PTO-001748 | Active | 2013-08-21 | [34H] California Certified Emergency Standby Engine | Qualcomm Inc | Kirk Redding | 10190 McKellar Ct San Diego, CA | 92121 | G | Emergency Diesel Engine Generator (Black Start): Caterpillar; model C15; serial number FTE01289; Engine Family DCPXL15.2NZS; tier 2 certified; 762 bhp rated; turbocharged with charge air cooler; driving a 500 kW generator | 1 | 0 | 0 | 0 | 1 | Diesel | 500 | 762 | 500 | 2021-12-31 | 161.20 | 2022-05-05 | 183.90 | 22.7 | 11350 | 10.3103 | 32.7241 | -117.1709 | 0.5 | place |  |  |  |  | San Diego | CA | San Diego County | 92101 | US | TIGER/LineÂ® dataset from the US Census Bureau
APCD2013-PTO-001749 | Active | 2013-08-21 | [34H] California Certified Emergency Standby Engine | Qualcomm Inc | Kirk Redding | 10190 McKellar Ct San Diego, CA | 92121 | G | Emergency Diesel Engine Generator (Engine 1): Caterpillar; model 3516C; serial number DD600189; Engine Family DCPXL78.1NZS; tier 2 certified; 2937 bhp rated; turbocharged with charge air cooler; driving a 2000 kW generator | 1 | 0 | 0 | 0 | 1 | Diesel | 2000 | 937 | 2000 | 2021-12-31 | 152.90 | 2022-05-05 | 173.60 | 20.7 | 41400 | 37.6075 | 32.7241 | -117.1709 | 0.5 | place |  |  |  |  | San Diego | CA | San Diego County | 92101 | US | TIGER/LineÂ® dataset from the US Census Bureau
APCD2013-PTO-001750 | Active | 2013-08-21 | [34H] California Certified Emergency Standby Engine | Qualcomm Inc | Kirk Redding | 10190 McKellar Ct San Diego, CA | 92121 | G | Emergency Diesel Engine Generator (Engine 2): Caterpillar; model 3516C; serial number DD600188; Engine Family DCPXL78.1NZS; tier 2 certified; 2937 bhp rated; turbocharged with charge air cooler; driving a 2000 kW generator | 1 | 0 | 0 | 0 | 1 | Diesel | 2000 | 937 | 2000 | 2021-12-31 | 150.90 | 2022-05-05 | 171.50 | 20.6 | 41200 | 37.4258 | 32.7241 | -117.1709 | 0.5 | place |  |  |  |  | San Diego | CA | San Diego County | 92101 | US | TIGER/LineÂ® dataset from the US Census Bureau
APCD2013-PTO-001751 | Active | 2013-08-21 | [34H] California Certified Emergency Standby Engine | Qualcomm Inc | Kirk Redding | 10190 McKellar Ct San Diego, CA | 92121 | G | Emergency Diesel Engine Generator: Caterpillar; Model C9; serial number S9P00624; Engine Family ECPXL08.8NZS; tier 3 certified; 480 bhp rated; turbocharged with charge air cooler; driving a 300 kW generator | 1 | 0 | 0 | 0 | 1 | Diesel | 300 | 480 | 300 | 2021-12-31 | 103.10 | 2022-05-17 | 125.60 | 22.5 | 6750 | 6.1317 | 32.7241 | -117.1709 | 0.5 | place |  |  |  |  | San Diego | CA | San Diego County | 92101 | US | TIGER/LineÂ® dataset from the US Census Bureau
APCD2013-PTO-001753 | Active | 2013-08-21 | [34H] California Certified Emergency Standby Engine | USMC Base Personnel Amenities P01 | Air Quality Section | Building 15100 Camp Pendleton, CA | 92055 | A | Stationary Emergency Diesel Engine: Perkins; Model 1106D-E66TAG3; (S/N: U035917V), 230 bhp; Model Year 2011 EPA Certified, Tier 3, Engine Family Number BPKXL06.6PJ1L; Powering a 150 kW Electrical Generator | 1 | 0 | 0 | 0 | 1 | Diesel | 150 | 230 | 150 | [5 empty] | 0 | 0 | 33.3877 | -117.4448 | 0.5 | place |  |  |  |  | Camp Pendleton | CA | San Diego County | 92055 | US | TIGER/LineÂ® dataset from the US Census Bureau
APCD2013-PTO-001754 | Active | 2013-08-21 | [34H] California Certified Emergency Standby Engine | USMC Base Public Health H02 | Air Quality Section | Building 27143, Roosevelt Road Camp Pendleton, CA | 92055 | A | Emergency standby engine: Perkins diesel engine, Model 1106D-E66TAG3 (S/N: U040284W), rated at 230 BHP, Model Year 2012, EPA Tier 3 certified of Engine Family Number CPKXL06.6PJ1, driving a 150 KW generator. Equipped with turbocharger and aftercooler. | 1 | 0 | 0 | 0 | 1 | Diesel | 150 | 230 | 150 | [5 empty] | 0 | 0 | 33.3877 | -117.4448 | 0.5 | place |  |  |  |  | Camp Pendleton | CA | San Diego County | 92055 | US | TIGER/LineÂ® dataset from the US Census Bureau
APCD2013-PTO-001760 | Active | 2013-08-23 | [34H] California Certified Emergency Standby Engine | SDPOB (FBI) | Owner Manager | 10385 Vista Sorrento Parkway San Diego, CA | 92121 | G | Stationary Emergency Diesel Engine: Mitsubishi; Model S16R-Y2PTAW2-1; Serial Number 18198; 2923 bhp; Model Year 2011 Tier 2 EPA Certified, Engine Family Number BMVXL65.4BBA; Powering a 2000 kW Electrical Generator | 1 | 0 | 0 | 0 | 1 | Diesel | 2000 | 923 | 2000 | 2021-12-31 | 87.60 | 2022-06-03 | 102.50 | 14.9 | 29800 | 27.0701 | 32.8973 | -117.2147 | 1 | rooftop | 10385 | Vista Sorrento Pkwy |  |  | San Diego | CA | San Diego County | 92121 | US | Sandoval
APCD2013-PTO-001766 | Active | 2013-08-30 | [34H] California Certified Emergency Standby Engine | Qualcomm Inc | Kirk Redding | 10190 McKellar Ct San Diego, CA | 92121 | G | Emergency standby engine: Caterpillar diesel engine, Model C15 (S/N: FTE01384), rated at 839 BHP, Model Year 2012, EPA Tier 2 certified of Engine Family Number CCPXL.15.2NZS, driving a 550 KW generator. Equipped with turbocharger and aftercooler. | 1 | 0 | 0 | 0 | 1 | Diesel | 550 | 839 | 550 | 2021-12-31 | 166.70 | 2022-05-17 | 189.00 | 22.3 | 12265 | 11.1414 | 32.7241 | -117.1709 | 0.5 | place |  |  |  |  | San Diego | CA | San Diego County | 92101 | US | TIGER/LineÂ® dataset from the US Census Bureau
APCD2013-PTO-001768 | Active | 2013-09-06 | [34W] Registered Engine (Rule 12) | BH-SD OPCO, LLC dba: Alvarado Parkway Institute | Carlos Lerma | 7050 Parkway Dr La Mesa, CA | 91942 | K | Registration of Existing Stationary Emergency Standby Diesel Engine Komatsu, Model 0649T, S/N 17164, 80 BHP, Model Year 1985 Original APP# APCD2013-CER-000491. Every person who owns or operates this equipment is required to comply with the conditions listed below and all applicable requirements and District rules, including but not limited to Rules 10, 20, 40, 50, 51. | 1 | 0 | 0 | 0 | 1 | Diesel |  | 80 | 59.656 | 2021-09-03 | 557.30 | 2022-08-12 | 580.50 | 23.2 | 1384.0192 | 1.2572 | 32.7746 | -117.0442 | 1 | rooftop | 7050 | Parkway Dr |  |  | LA Mesa | CA | San Diego County | 91942 | US | San Diego Geographic Information Source - JPA
APCD2013-PTO-001769 | Active | 2013-09-06 | [34H] California Certified Emergency Standby Engine | ServiceNow | Greg Jacobs | 4820 Eastgate Mall San Diego, CA | 92121 | G | Emergency standby engine: John Deere diesel engine, Model 6068HF285, S/N PE6068L084897, rated at 237 bhp, Model Year 2009, Tier 3 certified of Engine Family Number 9JDXL06.8104, driving a 155 KW generator. | 1 | 0 | 0 | 0 | 1 | Diesel | 155 | 237 | 155 | 2021-12-14 | 168.90 | 2021-12-14 | 175.00 | 6.1 | 945.5 | 0.85889 | 32.8837 | -117.2061 | 1 | rooftop | 4820 | Eastgate Mall |  |  | San Diego | CA | San Diego County | 92121 | US | San Diego Geographic Information Source - JPA
APCD2013-PTO-001775 | Active | 2013-09-16 | [34W] Registered Engine (Rule 12) | Absorption Systems Inc | Vatsala Naageshwaran | 7999 Vickers St San Diego, CA | 92111 | M | Registration of Existing Stationary Standby Propane Engine Hercules, Model G-2300, S/N EE3334001-G2300X210, 55 BHP, Model Year 1999, date first operated in San Diego County 2002. Original APP# APCD2013-CER-000488 | 0 | 0 | 0 | 1 | 1 | Propane |  | 55 | 41.0135 | 2021-07-22 | 1695.60 | 2021-07-22 | 1696.90 | 1.3 | 53.3176 | 0.043928 | 32.8269 | -117.1515 | 1 | rooftop | 7999 | Vickers St |  |  | San Diego | CA | San Diego County | 92111 | US | San Diego Geographic Information Source - JPA
APCD2013-PTO-001782 | Active | 2013-09-24 | [34H] California Certified Emergency Standby Engine | Xetra Networks Inc | Ray Alikhani | 3590 Mt Acadia Bl San Diego, CA | 92111 | M | Emergency standby engine: Caterpillar diesel engine, Model C4.4 (S/N: E5A01456), rated at 156.9 BHP, Model Year 2012, EPA Tier 3 certified of Engine Family Number CPKXL04.4NJI, driving a 100 KW generator. Equipped with turbocharger. | 1 | 0 | 0 | 0 | 1 | Diesel | 100 | 1569 | 100 | [5 empty] | 0 | 0 | 32.8071 | -117.1828 | 1 | rooftop | 3590 | Mt Acadia Blvd |  |  | San Diego | CA | San Diego County | 92111 | US | San Diego Geographic Information Source - JPA
APCD2013-PTO-001786 | Active | 2013-09-25 | [34H] California Certified Emergency Standby Engine | City of San Diego-Public Utilities Dept (Water Branch) | Eric Jimerson | 12393 E Moreno Ave Lakeside, CA | 92040 | H | Emergency Engine Generator: John Deere Diesel Engine, Model 6068HF485, S/N PE6068LI70503, rated at 315 hp, Model Year 2011, Turbocharged and Aftercooled, EPA Tier 3 Certified , Engine Family Number BJDXL06.8131 driving a 180 KW Electrical Generator. | 1 | 0 | 0 | 0 | 1 | Diesel | 180 | 315 | 180 | [5 empty] | 0 | 0 | 32.9031 | -116.9294 | 1 | range_interpolation | 12393 | Moreno Ave |  |  | Lakeside | CA | San Diego County | 92040 | US | TIGER/LineÂ® dataset from the US Census Bureau
APCD2013-PTO-001801 | Active | 2013-09-30 | [34H] California Certified Emergency Standby Engine | County of San Diego | Station Capitan | 28848 Olde Hwy 80 Pine Valley, CA | 91962 | R | Emergency standby engine: fueled with natural gas, Make General Motors, Model Vortec 5.7L, S/N 5.7L26799, rated at 162 bhp, EPA certified for spark ignited engines of family number DPSIB5.70EMT, equipped with 3-way catalyst, driving a 100 KW generator. | 0 | 0 | 1 | 0 | 1 | Natural Gas | 100 | 162 | 100 | 2022-03-09 | 548.80 | 2022-03-09 | 550.10 | 1.3 | 130 | 0.094413 | 32.8224 | -116.5297 | 1 | rooftop | 28848 | Old Highway 80 |  |  | Pine Valley | CA | San Diego County | 91962 | US | San Diego Geographic Information Source - JPA
APCD2013-PTO-001803 | Active | 2013-10-04 | [34H] California Certified Emergency Standby Engine | Valley Center-Pauma Unified School District | Colleen Heublein | 28751 Cole Grade Rd Valley Center, CA | 92082 | B | Emergency engine: General Motors/ Vortec 5.0L, LPG/Propane -fueled (S/N: 5.0L 13730), 89 HP, EPA certified engine family number CPSIB5.702ED equipped with air/fuel ratio controller and 3-way catalytic converter with make: Nett Technologies, P/N TG102x2W (S/N: T15-2473). | 0 | 0 | 0 | 1 | 1 | Propane |  | 89 | 66.3673 | 2021-08-19 | 229.60 | 2021-08-19 | 240.60 | 11 | 730.0403 | 0.60148 | 33.2362 | -117.0217 | 1 | rooftop | 28751 | Cole Grade Rd |  |  | Valley Center | CA | San Diego County | 92082 | US | San Diego Geographic Information Source - JPA
APCD2013-PTO-001810 | Active | 2013-10-08 | [34H] California Certified Emergency Standby Engine | North County Dispatch JPA | General Manager | 16936 El Fuego Rancho Santa Fe, CA | 92067 | E | Emergency Engine Generator: Caterpillar / Perkins Diesel Engine, Model D125-6/C6.6, rated at 217 hp, Model Year 2012, S/N E6M03402, EPA Tier 3 Certified Engine, Family Number BPKXL06.6PJ1, Turbocharge and Aftercooled, equipped with a CARB (Level 3) Catalyzed Johnson Mattey Diesel Particulate Filter CRT1-H-BITO-CS-6-P, driving a 125 KW Electrical Generator. | 1 | 0 | 0 | 0 | 1 | Diesel | 125 | 217 | 125 | 2022-01-01 | 136.70 | 2022-01-01 | 136.70 | 0 | 0 | 0 | 33.0199 | -117.2073 | 1 | rooftop | 16936 | El Fuego |  |  | Rancho Santa Fe | CA | San Diego County | 92067 | US | San Diego Geographic Information Source - JPA
APCD2013-PTO-001814 | Active | 2013-10-09 | [34H] California Certified Emergency Standby Engine | SD CO of Gen Svcs PR0086 | Bldg Maint Supervisor | 5555 Overland Av Bldg 10 San Diego, CA | 92123 | J | Emergency Engine Generator: Cummins Diesel Engine, Model QSK60-G6, rated at 2922 bhp, Model Year 2013, S/N 33196934, EPA Tier 2 Certified Engine, Family Number DCEXL060.AAD, turbocharged and aftercooled, driving a 2000 kw Electrical Generator. | 1 | 0 | 0 | 0 | 1 | Diesel | 2000 | 2922 | 2000 | [5 empty] | 0 | 0 | 32.8339 | -117.1306 | 1 | range_interpolation | 5555 | Overland Ave | Bldg | 10 | San Diego | CA | San Diego County | 92123 | US | TIGER/LineÂ® dataset from the US Census Bureau
APCD2013-PTO-001816 | Active | 2013-10-10 | [34H] California Certified Emergency Standby Engine | Reva Medical, Inc. | Joe DiPari | 5751 Copley Dr. San Diego, CA | 92111 | M | Emergency standby engine: John Deere diesel engine, Model 6090HF484B (S/N: RG6090L116096), rated at 385 BHP, Model Year 2013, EPA Tier 3 certified of Engine Family Number DJDXL09.0114, driving a 250 KW generator. Equipped with turbocharger and aftercooler. | 1 | 0 | 0 | 0 | 1 | Diesel | 50 | 385 | 50 | 2022-02-14 | 218.10 | 2022-02-14 | 219.80 | 1.7 | 85 | 0.077213 | 32.8419 | -117.1693 | 1 | rooftop | 5751 | Copley Dr |  |  | San Diego | CA | San Diego County | 92111 | US | San Diego Geographic Information Source - JPA
APCD2013-PTO-001821 | Active | 2013-10-15 | [34H] California Certified Emergency Standby Engine | Biogeneral Inc | Kevin Basore | 9925 Mesa Rim Rd San Diego, CA | 92121 | G | Emergency standby engine: Caterpillar/Perkins diesel engine, Model C4.4, S/N E5A01099, rated at 156.9 bhp, Model Year 2012, EPA Tier 3 certified of Engine Family Number CPKXL04.4NJ1, driving a 100 KW generator. | 1 | 0 | 0 | 0 | 1 | Diesel | 100 | 1569 | 100 | 2021-11-16 | 23.50 | 2021-11-16 | 26.60 | 3.1 | 310 | 0.2816 | 32.8988 | -117.1791 | 1 | rooftop | 9925 | Mesa Rim Rd |  |  | San Diego | CA | San Diego County | 92121 | US | San Diego Geographic Information Source - JPA
APCD2013-PTO-001822 | Active | 2013-10-16 | [34H] California Certified Emergency Standby Engine | City of Oceanside MBDF | Jason Dafforn | 215 Fireside Street Oceanside, CA | 92058 | A | Stationary Emergency Diesel Engine: Detroit Diesel; Model 12V2000 G85-TB; Serial Number 5352011214; 1194 bhp; Model Year 2012 EPA Certified, Tier 2, Engine Family Number CMDDL35.8GRR; Powering an 800 kW Electrical Generator Original APP# APCD2012-APP-002307 | 1 | 0 | 0 | 0 | 1 | Diesel | 800 | 194 | 800 | [5 empty] | 0 | 0 | 33.2269 | -117.3384 | 1 | range_interpolation | 215 | Fireside St |  |  | Oceanside | CA | San Diego County | 92058 | US | TIGER/LineÂ® dataset from the US Census Bureau
APCD2013-PTO-001824 | Active | 2013-10-28 | [34W] Registered Engine (Rule 12) | Paladion Investment LLC | Louis Nasr | 777 Front St San Diego, CA | 92101 | N | Registration of Existing Stationary Standby Diesel Engine Detroit Diesel, Model 80637405, S/N 06VF186770, 316 BHP, Model Year: 1991 Original APP# APCD2013-CER-000494 | 1 | 0 | 0 | 0 | 1 | Diesel |  | 316 | 235.6412 | 2021-12-11 | 60.20 | 2022-07-19 | 66.60 | 6.4 | 1508.1037 | 1.37 | 32.713 | -117.1643 | 1 | rooftop | 777 | Front St |  |  | San Diego | CA | San Diego County | 92101 | US | San Diego Geographic Information Source - JPA
APCD2013-PTO-001826 | Active | 2013-10-29 | [34H] California Certified Emergency Standby Engine | General Services Administration | Owner Manager | 1919 Friendship Dr El Cajon, CA | 92020 | L | Emergency standby engine: John Deere diesel engine, Model 6068HFG85, S/N PE6068L910339, rated at 315 bhp, Model Year 2013, Tier 3 certified of Engine Family Number DJDXL13.5103. | 1 | 0 | 0 | 0 | 1 | Diesel |  | 315 | 234.8955 | 2022-07-12 | 121.20 | 2022-07-12 | 128.12 | 6.92 | 1625.4769 | 1.4766 | 32.8205 | -116.9779 | 1 | rooftop | 1919 | Friendship Dr |  |  | El Cajon | CA | San Diego County | 92020 | US | San Diego Geographic Information Source - JPA
APCD2013-PTO-001830 | Active | 2013-11-04 | [34H] California Certified Emergency Standby Engine | Genomatica Inc | Todd Ashby | 4757 Nexus Center Dr San Diego, CA | 92121 | G | Emergency standby engine: John Deere diesel engine, Model 6135HFG75A (S/N: RG6135G003374), rated at 755 BHP, Model Year 2013, EPA Tier 2 certified Engine Family Number DJDXL13.5132, driving a 500 KW generator. Equipped with turbocharger and aftercooler. | 1 | 0 | 0 | 0 | 1 | Diesel | 500 | 755 | 500 | 2021-12-16 | 114.70 | 2021-12-16 | 131.20 | 16.5 | 8250 | 7.4942 | 32.8781 | -117.2026 | 1 | rooftop | 4757 | Nexus Center Dr |  |  | San Diego | CA | San Diego County | 92121 | US | San Diego Geographic Information Source - JPA
APCD2013-PTO-001831 | Active | 2013-11-04 | [34H] California Certified Emergency Standby Engine | Sharp Healthcare | Melody Melara | 5651 Copley Dr San Diego, CA | 92111 | M | Emergency standby engine: Detroit Diesel/MTU diesel engine, Model 16V2000 G85-TB (S/N: 5362010806) , rated at 1495 BHP, Model Year 2013, EPA Tier 2 certified of Engine Family Number DMDDL35.8GRR, driving a 1000 KW generator. Equipped with turbocharger and aftercooler. | 1 | 0 | 0 | 0 | 1 | Diesel | 1000 | 1495 | 1000 | 2021-12-31 | 91.10 | 2022-02-14 | 97.80 | 6.7 | 6700 | 6.0862 | 32.8422 | -117.1668 | 1 | rooftop | 5651 | Copley Dr |  |  | San Diego | CA | San Diego County | 92111 | US | San Diego Geographic Information Source - JPA
APCD2013-PTO-001832 | Active | 2013-11-04 | [34H] California Certified Emergency Standby Engine | Commander Navy Region SW | Marvin Johnson | Naval Air Station North Island Coronado, CA | 92155 | O | Emergency standby engine: Iveco/FPT Industrial diesel engine, Model F2CE9685A-E002 (S/N: E002-029792), rated at 389 BHP, Model Year 2013, EPA Tier 3 certified of Engine Family Number DFPXL08.7TR3, driving a 250 KW generator. Equipped with turbocharger and aftercooler. | 1 | 0 | 0 | 0 | 1 | Diesel | 250 | 389 | 250 | 2021-09-01 | 35.90 | 2022-06-02 | 40.60 | 4.7 | 1175 | 1.0674 | 32.6992 | -117.2096 | 1 | place |  |  |  |  | Coronado | CA | San Diego County | 92118 | US | TIGER/LineÂ® dataset from the US Census Bureau
APCD2013-PTO-001838 | Active | 2013-11-06 | [34H] California Certified Emergency Standby Engine | TD Ameritrade | Kurt Reeves | 5010 Wateridge Vista San Diego, CA | 92121 | G | Stationary Emergency Diesel Engine: Cummins; Model QSK50-G4; Serial Number 25377367; 2220 bhp; Model Year 2012 EPA Certified, Tier 2, Engine Family Number CCEXL050.AAD; Powering a 1500 kW Electrical Generator | 1 | 0 | 0 | 0 | 1 | Diesel | 500 | 220 | 500 | 2021-05-13 | 66.60 | 2022-06-24 | 86.90 | 20.3 | 10150 | 9.2202 | 32.8964 | -117.2093 | 1 | rooftop | 5010 | Wateridge Vista Dr |  |  | San Diego | CA | San Diego County | 92121 | US | San Diego Geographic Information Source - JPA
APCD2013-PTO-001839 | Active | 2013-11-06 | [34H] California Certified Emergency Standby Engine | TD Ameritrade | Kurt Reeves | 5010 Wateridge Vista San Diego, CA | 92121 | G | Stationary Emergency Diesel Engine - Redundant Backup Unit: Cummins; Model QSK50-G4; Serial Number 25376526; 2220 bhp; Model Year 2012 EPA Certified, Tier 2, Engine Family Number CCEXL050.AAD; Powering a 1500 kW Electrical Generator | 1 | 0 | 0 | 0 | 1 | Diesel | 500 | 220 | 500 | 2021-05-13 | 63.70 | 2022-06-24 | 81.70 | 18 | 9000 | 8.1755 | 32.8964 | -117.2093 | 1 | rooftop | 5010 | Wateridge Vista Dr |  |  | San Diego | CA | San Diego County | 92121 | US | San Diego Geographic Information Source - JPA
APCD2013-PTO-001843 | Active | 2013-11-06 | [34H] California Certified Emergency Standby Engine | Qualcomm Inc | EHS Department | 5555 Morehouse Dr San Diego, CA | 92121 | G | Emergency standby engine: Make Caterpillar, Model C175-16, S/N WYB01551, rated at 4423 bhp, Model Year 2014, Tier 2 certified of Engine Family Number ECPXL106.NZS, driving a 3298 KW generator. | 0 | 0 | 0 | 0 | 0 | Unknown | 298 | 4423 | 298 | 2021-12-31 | 102.70 | 2022-05-05 | 123.30 | 20.6 | 6138.8 | 0 | 32.896 | -117.1953 | 1 | rooftop | 5555 | Morehouse Dr |  |  | San Diego | CA | San Diego County | 92121 | US | San Diego Geographic Information Source - JPA
APCD2013-PTO-001846 | Active | 2013-11-12 | [34H] California Certified Emergency Standby Engine | Ralphs Grocery Co #212 | Charles Cousar | 1704 Rosecrans St San Diego, CA | 92106 | I | Emergency standby engine: fueled with natural gas, Make Generac, Model SG035, S/N E172A 250713 2060810, rated at 82 bhp, EPA certified for spark ignited engines of family number DGNXB05.42L1-031, driving a 35 KW generator. | 0 | 0 | 1 | 0 | 1 | Natural Gas | 35 | 82 | 35 | [5 empty] | 0 | 0 | 32.729 | -117.2259 | 1 | rooftop | 1704 | Rosecrans St |  |  | San Diego | CA | San Diego County | 92106 | US | San Diego Geographic Information Source - JPA
APCD2013-PTO-001847 | Active | 2013-11-12 | [34H] California Certified Emergency Standby Engine | MCAS Miramar | Luis Eria | MCAS Miramar, Bldg 9470 San Diego, CA | 92145 | H | Emergency standby engine: John Deere diesel engine, Model 4045HF285H, S/N PE4045L242793, rated at 133 bhp, Model Year 2013, Tier 3 certified of Engine Family Number DJDXL04.5119, driving a, 80 KW generator. | 1 | 0 | 0 | 0 | 1 | Diesel | 80 | 133 | 80 | 2022-01-01 | 107.90 | 2022-01-01 | 111.70 | 3.8 | 304 | 0.27615 | 32.8795 | -117.1612 | 1 | street_center |  | Miramar Rd |  |  | San Diego | CA | San Diego County | 92121 | US | TIGER/LineÂ® dataset from the US Census Bureau
APCD2013-PTO-001848 | Active | 2013-11-12 | [34H] California Certified Emergency Standby Engine | Valley Center Municipal Water District | Roy Rutherford | 27150 Red Ironbark Dr Valley Center, CA | 92082 | B | Emergency standby engine: John Deere diesel engine, Model 4045HF285I, S/N PE4045L236072, rated at 158 bhp, Model Year 2013, Tier 3 certified of Engine Family Number DJDXL04.5119, driving a 100 KW generator. | 1 | 0 | 0 | 0 | 1 | Diesel | 100 | 158 | 100 | 2022-05-05 | 214.40 | 2022-05-05 | 219.90 | 5.5 | 550 | 0.49962 | 33.2024 | -117.0421 | 0.73 | nearest_rooftop_match | 27221 | Red Ironbark Dr |  |  | Valley Center | CA | San Diego County | 92082 | US | San Diego Geographic Information Source - JPA
APCD2013-PTO-001849 | Active | 2013-11-12 | [34H] California Certified Emergency Standby Engine | Olivenhain Municipal Water District | Tim Schuette | 1966 Olivenhain Rd Encinitas, CA | 92024 | E | Diesel Emergency Engine: Cummins, Model QSB7-G5 NR3, 242 BHP, Model Year 2013, turbocharged, aftercooled, S/N 73580914, Tier 3 certified, Engine Family No. DCEXL0409AAD. | 1 | 0 | 0 | 0 | 1 | Diesel |  | 242 | 180.4594 | 2021-12-31 | 66.00 | 2022-04-08 | 66.00 | 0 | 0 | 0 | 33.067 | -117.2474 | 1 | rooftop | 1966 | Olivenhain Rd |  |  | Encinitas | CA | San Diego County | 92024 | US | San Diego Geographic Information Source - JPA
APCD2013-PTO-001857 | Active | 2013-11-18 | [34H] California Certified Emergency Standby Engine | CAL Fire/MVU Cuyamaca |  | 34520 Engineers Rd Julian, CA | 92036 | D | Emergency standby engine: fueled with LPG/Propane, Make Generac (originally by Ford), Model 4.2GLPN-45 (Ford model: 6G 724 AB), S/N 948644228 (Ford), rated at 72 bhp, EPA certified for spark ignited engines of family number BGNXB04.22L4, driving a 45 KW generator (mfr: Generac, Model: 13170380100, Serial: 2111689. | 0 | 0 | 0 | 1 | 1 | Propane | 45 | 72 | 45 | 2021-07-07 | 639.30 | 2021-07-07 | 646.10 | 6.8 | 306 | 0.25211 | 32.9931 | -116.5852 | 1 | rooftop | 34520 | Engineers Rd |  |  | Julian | CA | San Diego County | 92036 | US | San Diego Geographic Information Source - JPA
APCD2013-PTO-001860 | Active | 2013-11-22 | [34H] California Certified Emergency Standby Engine | MCAS Miramar | Luis Eria | MCAS Miramar B-21134 San Diego, CA | 92145 | H | Emergency standby engine: John Deere diesel engine, Model 4045HF285, S/N PE4045L242787, rated at 158 bhp, Model Year 2013, Tier 3 certified of Engine Family Number DJDXL04.5119, driving a 1000 KW generator. | 1 | 0 | 0 | 0 | 1 | Diesel | 1000 | 158 | 1000 | 2022-01-01 | 97.20 | 2022-01-01 | 100.00 | 2.8 | 2800 | 2.5435 | 32.7241 | -117.1709 | 0.5 | place |  |  |  |  | San Diego | CA | San Diego County | 92101 | US | TIGER/LineÂ® dataset from the US Census Bureau
APCD2013-PTO-001865 | Active | 2013-12-03 | [34H] California Certified Emergency Standby Engine | Ariel Suites c/o PMD | Cheryl Knudson | 701 West Beech St San Diego, CA | 92101 | N | Emergency engine: Volvo diesel engine Model TAD1641GE ( S/N: D16*055526*C3A), 757 BHP, EPA certified Tier 2 engine family BVPXL16.1ACB, equipped with a turbocharger and aftercooler, driving a generator. | 1 | 0 | 0 | 0 | 1 | Diesel |  | 757 | 564.4949 | [5 empty] | 0 | 0 | 32.7211 | -117.1692 | 1 | range_interpolation | 701 | W Beech St |  |  | San Diego | CA | San Diego County | 92101 | US | TIGER/LineÂ® dataset from the US Census Bureau
APCD2013-PTO-001866 | Active | 2013-12-03 | [34H] California Certified Emergency Standby Engine | Sharp HealthCare | Bryan Smith | 10672 Wexford St San Diego, CA | 92131 | F | Stationary Emergency Natural Gas Engine: GM; Model Vortec 5.0 L; Serial Number 50L14577; 89 bhp; Model Year 2012 EPA Certified, Engine Family Number CPSIB5.702ED; Powering a 50 kW Electrical Generator; Three-Way Catalyst, DCL, Model DC45-3 MD | 0 | 0 | 1 | 0 | 1 | Natural Gas | 50 | 89 | 50 | 2021-06-30 | 54.40 | 2022-07-05 | 62.90 | 8.5 | 425 | 0.30866 | 32.939 | -117.0995 | 1 | range_interpolation | 10672 | Wexford St |  |  | San Diego | CA | San Diego County | 92131 | US | TIGER/LineÂ® dataset from the US Census Bureau
APCD2013-PTO-001867 | Active | 2013-12-04 | [34H] California Certified Emergency Standby Engine | USN NAV Sta 2 Public Works Center | Commanding Officer Bldg 398 | 32nd St & Harbor Dr San Diego, CA | 92136 | S | Stationary Emergency Diesel Engine: John Deere; Model 4045HF285; Serial Number PE4045L211574; 158 bhp; Model Year 2012 EPA Certified, Tier 3, Engine Family Number CJDXL04.5119; Powering a 100 kW Electrical Generator | 1 | 0 | 0 | 0 | 1 | Diesel | 100 | 158 | 100 | 2022-01-10 | 85.30 | 2022-01-10 | 87.30 | 2 | 200 | 0.18168 | 32.7241 | -117.1709 | 0.5 | place |  |  |  |  | San Diego | CA | San Diego County | 92101 | US | TIGER/LineÂ® dataset from the US Census Bureau
APCD2013-PTO-001868 | Active | 2013-12-04 | [34H] California Certified Emergency Standby Engine | Pacific Ridge School | Bob Buscher | 6269 El Fuerte St Carlsbad, CA | 92009 | E | Stationary Emergency Diesel Engine: Cummins; Model QSB5-G3-NR3; Serial Number 73367992; 145 bhp; Model Year 2012 EPA Certified, Tier 3, Family Number CCEXL0275AAG; Turbocharged, Aftercooled; Powering an 80 KW Electric Gererator; This engine is equipped with a DPF: Johnson Matthey; Model CRT+1-H-BITO-CS-6-LP; Serial Number 149573-3. | 1 | 0 | 0 | 0 | 1 | Diesel | 80 | 145 | 80 | 2022-01-01 | 95.70 | 2022-01-01 | 100.60 | 4.9 | 392 | 0.35609 | 33.1229 | -117.2498 | 1 | rooftop | 6269 | El Fuerte St |  |  | Carlsbad | CA | San Diego County | 92009 | US | San Diego Geographic Information Source - JPA
APCD2013-PTO-001869 | Active | 2013-12-04 | [34H] California Certified Emergency Standby Engine | Costco Wholesale #400 |  | 4649 Morena Blvd San Diego, CA | 92117 | M | Stationary Emergency Diesel Engine: FPT Industrial; Model F3AE9685A; Serial Number E003-170077; 480 bhp; Model Year 2011 EPA Certified, Tier 3, Engine Family Number BVEXL10.3TR3; Powering a 300 kW Electrical Generator | 1 | 0 | 0 | 0 | 1 | Diesel | 300 | 480 | 300 | 2021-06-08 | 73.60 | 2021-06-08 | 74.70 | 1.1 | 330 | 0.29977 | 32.8223 | -117.2254 | 1 | rooftop | 4649 | Morena Blvd |  |  | San Diego | CA | San Diego County | 92117 | US | San Diego Geographic Information Source - JPA
APCD2013-PTO-001870 | Active | 2013-12-04 | [34H] California Certified Emergency Standby Engine | Qualcomm, Inc. | EHS Department | 10555 Sorrento Valley Rd San Diego, CA | 92121 | G | Stationary Emergency Diesel Engine: John Deere; Model 6068HFG85; Serial Number PE6068L902723; 315 bhp; Model Year 2012 EPA Certified, Tier 3, Engine Family Number CJDXL13.5103; Powering a 180 kW Electrical Generator | 1 | 0 | 0 | 0 | 1 | Diesel | 180 | 315 | 180 | 2021-12-31 | 122.70 | 2022-04-01 | 164.00 | 41.3 | 7434 | 6.753 | 32.8973 | -117.2187 | 1 | rooftop | 10555 | Sorrento Valley Rd |  |  | San Diego | CA | San Diego County | 92121 | US | San Diego Geographic Information Source - JPA
APCD2013-PTO-001871 | Active | 2013-12-04 | [34H] California Certified Emergency Standby Engine | SD Unified School District Board of Education | John Baker | 5156 Santo Rd San Diego, CA | 92124 | J | Stationary Emergency Diesel Engine: Mitsubishi; Model S16R-Y2PTAW-1; Serial Number 18574; 2346 bhp; Model Year 2012 EPA Certified, Tier 2, Engine Family Number CMVXL65.4BBA; Diesel Particulate Filter, Johnson Matthey CRT; Powering a 1600 kW Electrical Generator; On School Grounds | 1 | 0 | 0 | 0 | 1 | Diesel | 600 | 346 | 600 | 2021-09-01 | 42.30 | 2021-09-01 | 45.10 | 2.8 | 1680 | 1.5261 | 32.8254 | -117.1082 | 1 | rooftop | 5156 | Santo Rd |  |  | San Diego | CA | San Diego County | 92124 | US | San Diego Geographic Information Source - JPA
APCD2013-PTO-001872 | Active | 2013-12-04 | [34H] California Certified Emergency Standby Engine | Commander Navy Region SW | John Jay | Naval Air Station North Island Coronado, CA | 92135 | O | Stationary Emergency Natural Gas Engine: KEM Equipment, Inc.; Model PC 10135; Serial Number C5984071309; 132 bhp, 2650 rpm; Model Year 2009 EPA Certified, Engine Family Number 9KEMB05.7SNL; Natural Aspiration; Powering a 1100 gpm Sewer Pump; Three-Way Catalyst, Nett Technologies, Model C09-5713-S Functional Group: Public Utilities and Transportation | 0 | 0 | 1 | 0 | 1 | Natural Gas |  | 132 | 98.4324 | 2021-06-24 | 21.20 | 2022-06-23 | 37.30 | 16.1 | 1584.7616 | 1.1509 | 32.6992 | -117.2096 | 1 | place |  |  |  |  | Coronado | CA | San Diego County | 92118 | US | TIGER/LineÂ® dataset from the US Census Bureau
APCD2013-PTO-001883 | Active | 2013-12-10 | [34H] California Certified Emergency Standby Engine | Pacira Pharmaceuticals Inc | Nuria Ibarra | 5995 Pacific Center Blvd San Diego, CA | 92121 | G | Emergency standby engine: FPT Industrials S.p.A diesel engine, Model F2CE9685A-E (S/N: E002-034106), rated at 389 BHP, Model Year 2013, EPA Tier 3 certified of Engine Family Number DFPXL08.7TR3, driving a 230 KW generator. Equipped with turbocharger and aftercooler. | 1 | 0 | 0 | 0 | 1 | Diesel | 230 | 389 | 230 | 2021-12-31 | 84.30 | 2022-03-01 | 94.80 | 10.5 | 2415 | 2.1938 | 32.9079 | -117.1877 | 1 | rooftop | 5995 | Pacific Center Blvd |  |  | San Diego | CA | San Diego County | 92121 | US | San Diego Geographic Information Source - JPA
APCD2013-PTO-001884 | Active | 2013-12-10 | [34H] California Certified Emergency Standby Engine | Spectrum Pacific West LLC | EHS Department | 8925 Ware Court San Diego, CA | 92121 | G | Emergency standby engine: Cummins diesel engine, Model QSK50-G4 (S/N: 25389940), rated at 2220 BHP, Model Year 2013, EPA Tier 2 certified Engine Family Number DCEXL050.AAD, driving a 1250 KW generator. Equipped with turbocharger and aftercooler. | 1 | 0 | 0 | 0 | 1 | Diesel | 250 | 2220 | 250 | 2021-06-02 | 121.00 | 2022-06-24 | 150.50 | 29.5 | 7375 | 6.6994 | 32.8863 | -117.1687 | 1 | rooftop | 8925 | Ware Ct |  |  | San Diego | CA | San Diego County | 92121 | US | Sandoval
APCD2013-PTO-001885 | Active | 2013-12-10 | [34H] California Certified Emergency Standby Engine | Spectrum Pacific West LLC | EHS Department | 8925 Ware Court San Diego, CA | 92121 | G | Emergency standby engine: Cummins diesel engine, Model QSK50-G4 (S/N: 25389511) , rated at 2220 BHP, Model Year 2013, EPA Tier 2 certified Engine Family Number DCEXL050.AAD, driving a 1250 KW generator. Equipped with turbocharger and aftercooler. | 1 | 0 | 0 | 0 | 1 | Diesel | 250 | 2220 | 250 | 2021-06-02 | 121.60 | 2022-06-24 | 150.70 | 29.1 | 7275 | 6.6086 | 32.8863 | -117.1687 | 1 | rooftop | 8925 | Ware Ct |  |  | San Diego | CA | San Diego County | 92121 | US | Sandoval
APCD2013-PTO-001886 | Active | 2013-12-11 | [34H] California Certified Emergency Standby Engine | Ramona Airport | George Watson | 2926 Montecito Rd Ramona, CA | 92065 | F | Emergency Diesel Engine: John Deere, Model 6068HF285, 237 BHP, turbocharged, aftercooled, S/N PE6068L245675, Model Year 2013, Tier 3 certified, Engine Family No. DJDXL06.8120. Driving a 150 kW generator. | 1 | 0 | 0 | 0 | 1 | Diesel | 150 | 237 | 150 | 2021-11-19 | 150.40 | 2021-11-19 | 160.00 | 9.6 | 1440 | 1.3081 | 33.0424 | -116.9205 | 1 | range_interpolation | 2926 | Montecito Rd |  |  | Ramona | CA | San Diego County | 92065 | US | TIGER/LineÂ® dataset from the US Census Bureau
APCD2013-PTO-001889 | Active | 2013-12-16 | [34H] California Certified Emergency Standby Engine | J Craig Venter Institute | Scott Jordan | 4120 Capricorn Lane La Jolla, CA | 92037 | I | Emergency Engine Generator: John Deere Diesel Engine, Model 6090HF484, rated at 385 bhp, Model Year 2012, S/N RG6090L112678, EPA Tier 4 Interim Certified Engine, Family Number CJDXL09.0114-019, turbocharged, driving a 250 KW Generator. | 1 | 0 | 0 | 0 | 1 | Diesel | 250 | 385 | 250 | 2021-05-25 | 77.60 | 2021-05-25 | 81.10 | 3.5 | 875 | 0.79484 | 32.8696 | -117.2433 | 1 | rooftop | 4120 | Capricorn Ln |  |  | LA Jolla | CA | San Diego County | 92037 | US | Sandoval
APCD2013-PTO-001890 | Active | 2013-12-16 | [34H] California Certified Emergency Standby Engine | St. Pauls Senior Home & Services | Chris Manecke | 2340 Fourth Ave San Diego, CA | 92101 | N | Emergency standby engine: John Deere diesel engine, Model 6090HFG86, S/N RG6090L115935, rated at 463 bhp, Model Year 2013, Tier 3 certified of Engine Family Number DJDXL09.0114, driving a 300 KW generator. | 1 | 0 | 0 | 0 | 1 | Diesel | 300 | 463 | 300 | 2021-07-29 | 67.60 | 2022-05-12 | 75.80 | 8.2 | 2460 | 2.2346 | 32.73 | -117.1617 | 1 | rooftop | 2340 | 4th Ave |  |  | San Diego | CA | San Diego County | 92101 | US | San Diego Geographic Information Source - JPA
APCD2013-PTO-001895 | Active | 2013-12-19 | [34H] California Certified Emergency Standby Engine | Borrego Valley Airport | Mike Carson | 1820 Palm Canyon Drive Borrego Springs, CA | 92004 | D | Emergency standby engine: General Motors propane-fired engine, Model Industrial Powertrain Vortec 5.7L (S/N:5.7L28754) , rated at 113.2 BHP, Model Year 2013, EPA certified Engine Family Number DPSIB5.702ED, driving a 60 KW generator. | 0 | 0 | 0 | 1 | 1 | Propane | 60 | 1132 | 60 | 2021-12-31 | 105.90 | 2022-01-28 | 133.40 | 27.5 | 1650 | 1.3594 | 33.254 | -116.3161 | 1 | rooftop | 1820 | Palm Canyon Dr |  |  | Borrego Springs | CA | San Diego County | 92004 | US | San Diego Geographic Information Source - JPA
APCD2014-PTO-001915 | Active | 2014-01-15 | [34H] California Certified Emergency Standby Engine | Sharp Rees Stealy | Bryan Smith | 2600 Via de la Valle Ste 200 Del Mar, CA | 92014 | E | Emergency standby engine: John Deere diesel engine, Model 4024HF285B (S/N: PE4024L134767), rated at 80 BHP, Model Year 2013, EPA Tier 3 certified of Engine Family Number DJDXL04.5141, driving a 50 KW generator. Equipped with turbocharger. | 1 | 0 | 0 | 0 | 1 | Diesel | 50 | 80 | 50 | [5 empty] | 0 | 0 | 32.9812 | -117.2478 | 1 | range_interpolation | 2600 | Via De La Valle | Ste | 200 | Del Mar | CA | San Diego County | 92014 | US | TIGER/LineÂ® dataset from the US Census Bureau
APCD2014-PTO-001918 | Active | 2014-01-23 | [34H] California Certified Emergency Standby Engine | Harley Knox Middle School | Owner Manager | 1098 S 49th St San Diego, CA | 92113 | P | Emergency standby engine: John Deere diesel engine, Model 4024HF285B (S/N PE4024L118455), rated at 80 BHP, Model Year 2013, EPA Tier 3 certified Engine Family Number DJDXL04.5141, driving a 40 KW generator. Equipped with turbocharger and a Miratech Model CBS2V-2-2.5F (S/N: CV I) diesel particulate filter. | 1 | 0 | 0 | 0 | 1 | Diesel | 40 | 80 | 40 | 2022-01-14 | 178.30 | 2022-01-14 | 184.30 | 6 | 240 | 0.21801 | 32.6953 | -117.0905 | 1 | rooftop | 1098 | S 49th St |  |  | San Diego | CA | San Diego County | 92113 | US | San Diego Geographic Information Source - JPA
APCD2014-PTO-001934 | Active | 2014-02-11 | [34H] California Certified Emergency Standby Engine | County of San Diego | RSD SRF | 11486 Campo Rd Spring Valley, CA | 91978 | Q | Emergency standby diesel engine: Volvo Model TWD1643GE (S/N: D16*068871*C3*A), rated at 904 BHP, Model Year 2013, EPA Tier 2 certified Engine Family Number DVPXL16.1ACW, driving a 600 KW generator. Equipped with turbocharger and aftercooler. | 1 | 0 | 0 | 0 | 1 | Diesel | 600 | 904 | 600 | 2021-12-09 | 87.10 | 2021-12-09 | 96.50 | 9.4 | 5640 | 5.1233 | 32.7397 | -116.9478 | 1 | rooftop | 11486 | Campo Rd |  |  | Spring Valley | CA | San Diego County | 91978 | US | San Diego Geographic Information Source - JPA
APCD2014-PTO-001935 | Active | 2014-02-11 | [34H] California Certified Emergency Standby Engine | American Assets Trust LP DBA AAT La Jolla Commons, LLC | Cheryl Mossa | 4707 Executive Dr San Diego, Ca | 92121 | G | Emergency standby engine: Caterpillar diesel engine, Model C18 ATAAC (S/N: FST00846), rated at 900 BHP, Model Year 2013, EPA Tier 2 certified of Engine Family Number DCPXL18.1NYS, driving a 600 KW generator. Equipped with turbocharger and aftercooler. | 1 | 0 | 0 | 0 | 1 | Diesel | 600 | 900 | 600 | 2021-12-16 | 219.34 | 2021-12-16 | 234.56 | 15.22 | 9132 | 8.2954 | 32.876 | -117.205 | 1 | rooftop | 4707 | Executive Dr |  |  | San Diego | CA | San Diego County | 92121 | US | San Diego Geographic Information Source - JPA
APCD2014-PTO-001937 | Active | 2014-02-11 | [34H] California Certified Emergency Standby Engine | US Navy | John Jay | Bldg 600, NAB San Diego, CA | 92155 | O | Emergency standby engine: John Deere diesel engine, Model 6068HFG85 (S/N: PE6068L926708), rated at 315 BHP, Model Year 2013 EPA Tier 3 certified of Engine Family Number DJDXL13.5103, driving a 250 KW generator. Equipped with turbocharger and aftercooler. | 1 | 0 | 0 | 0 | 1 | Diesel | 250 | 315 | 250 | 2022-04-27 | 102.70 | 2022-04-27 | 103.60 | 0.9 | 225 | 0.20439 | 32.7241 | -117.1709 | 0.5 | place |  |  |  |  | San Diego | CA | San Diego County | 92101 | US | TIGER/LineÂ® dataset from the US Census Bureau
APCD2014-PTO-001938 | Active | 2014-02-11 | [34H] California Certified Emergency Standby Engine | Family Health Care Centers of San Diego | Thomas Fontaine | 823 Gateway Center Way San Diego, CA | 92102 | S | Emergency standby engine: General Motors natural gas engine, Model Industrial Powertrain Vortec 5.7L29180 (S/N: 39001047), rated at 105 BHP, Model Year 2013, EPA certified Engine Family Number DPSIB5.702ED, driving a 60 KW generator. Equipped with catalytic converter model 3-DC45 MD (S/N: 246477). | 0 | 0 | 1 | 0 | 1 | Natural Gas | 60 | 105 | 60 | 2022-01-06 | 76.10 | 2022-01-06 | 140.30 | 64.2 | 3852 | 2.7975 | 32.7154 | -117.1134 | 1 | rooftop | 823 | Gateway Center Way |  |  | San Diego | CA | San Diego County | 92102 | US | San Diego Geographic Information Source - JPA
APCD2014-PTO-001939 | Active | 2014-02-11 | [34H] California Certified Emergency Standby Engine | White Sands of La Jolla | Mike Coates | 7450 Olivetas Av La Jolla, CA | 92037 | I | Emergency standby engine: John Deere diesel engine, Model 5030HF285G, S/N PE5030L132839, rated at 96 bhp, Model Year 2013, Tier 3 certified of Engine Family Number DJDXL04.5141, driving a 60 KW generator. | 1 | 0 | 0 | 0 | 1 | Diesel | 60 | 96 | 60 | 2022-07-12 | 48.30 | 2022-07-12 | 53.70 | 5.4 | 324 | 0.29432 | 32.838 | -117.2805 | 1 | rooftop | 7450 | Olivetas Ave |  |  | LA Jolla | CA | San Diego County | 92037 | US | San Diego Geographic Information Source - JPA
APCD2014-PTO-001940 | Active | 2014-02-12 | [34H] California Certified Emergency Standby Engine | Naval Information Warfare Center Pacific |  | 53560 Hull Street San Diego, CA | 92152 | I | Emergency standby engine: Perkins diesel engine, Model 2506C-E15TAG3 (S/N:MGDF5333U13629X) , rated at 762 BHP, Model Year 2013, EPA Tier 2 certified of Engine Family Number DPKXL15.2TA2, driving a 500 KW generator. Equipped with turbocharger and aftercooler. Functional Group - Research, Development, Test, and Evaluation (RDT&E). | 1 | 0 | 0 | 0 | 1 | Diesel | 500 | 762 | 500 | 2022-07-07 | 74.40 | 2022-07-07 | 75.90 | 1.5 | 750 | 0.68129 | 32.724 | -117.2479 | 0.7 | street_center |  | Hill St |  |  | San Diego | CA | San Diego County | 92107 | US | TIGER/LineÂ® dataset from the US Census Bureau
APCD2014-PTO-001941 | Active | 2014-02-12 | [34H] California Certified Emergency Standby Engine | San Diego Unified Port District | Rick Martin | 1 Park Blvd San Diego, CA | 92101 | N | Emergency standby engine: John Deere diesel engine, Model 6068HF275 (S/N: PE6068H362584), rated at 220 BHP, Model Year 2004, EPA Tier 2 certified of Engine Family Number 4JDXL06.8038, driving a 135 KW generator. Equipped with turbocharger and aftercooler. | 1 | 0 | 0 | 0 | 1 | Diesel | 135 | 220 | 135 | [5 empty] | 0 | 0 | 32.7079 | -117.1523 | 0.7 | nearest_rooftop_match | 100 | Park Blvd |  |  | San Diego | CA | San Diego County | 92101 | US | San Diego Geographic Information Source - JPA
APCD2014-PTO-001942 | Active | 2014-02-12 | [34H] California Certified Emergency Standby Engine | NASNI | John Jay | Bldg 801 NASNI San Diego, CA | 92135 | O | Emergency standby engine: John Deere diesel engine, Model 4045HF285 (S/N: PE4045L148661 ), rated at 158 BHP, Model Year 2010, EPA Tier 3 certified of Engine Family Number AJDXL06.8117, driving a 100 KW generator. Equipped with turbocharger and aftercooler. | 1 | 0 | 0 | 0 | 1 | Diesel | 100 | 158 | 100 | 2021-09-01 | 30.90 | 2022-06-02 | 94.20 | 63.3 | 6330 | 5.7501 | 32.7241 | -117.1709 | 0.5 | place |  |  |  |  | San Diego | CA | San Diego County | 92101 | US | TIGER/LineÂ® dataset from the US Census Bureau
APCD2014-PTO-001943 | Active | 2014-02-13 | [34H] California Certified Emergency Standby Engine | Sea World San Diego | Steve Melanese | 500 Sea World Dr San Diego, CA | 92109 | I | Emergency standby engine: John Deere diesel engine, Model 6068HF285 (S/N: PE6068L233931), rated at 237 BHP, Model Year 2013, EPA Tier 3 certified of Engine Family Number DJDXL06.8120, driving a 150 KW generator. Equipped with turbocharger and aftercooler. | 1 | 0 | 0 | 0 | 1 | Diesel | 150 | 237 | 150 | [5 empty] | 0 | 0 | 32.7611 | -117.2219 | 1 | range_interpolation | 500 | Sea World Dr |  |  | San Diego | CA | San Diego County | 92109 | US | TIGER/LineÂ® dataset from the US Census Bureau
APCD2014-PTO-001944 | Active | 2014-02-13 | [34H] California Certified Emergency Standby Engine | City of San Diego Public Utilities Dept Water Branch | Eric Jimerson | 4998 Catoctin Dr San Diego, CA | 92115 | J | Emergency Diesel Engine: Caterpillar model C15 ATAAC (S/N: JJF00840), 779 BHP, model year 2013, EPA Tier 4i certified of Family number DCPXL15.2HZA, turbocharged, aftercooled, driving a generator. | 1 | 0 | 0 | 0 | 1 | Diesel |  | 779 | 580.9003 | 2022-01-01 | 73.70 | 2022-01-01 | 77.20 | 3.5 | 2033.151 | 1.8469 | 32.7694 | -117.0585 | 1 | range_interpolation | 4998 | Catoctin Dr |  |  | San Diego | CA | San Diego County | 92115 | US | TIGER/LineÂ® dataset from the US Census Bureau
APCD2014-PTO-001946 | Active | 2014-02-14 | [34W] Registered Engine (Rule 12) | CORONADO SHORES CONDOMINUM ASSN #6 |  | 1710 AVENIDA DEL MUNDO CORONADO, CA | 92118 | O | Registration of stationary emergency standby diesel engine Detroit Diesel, Model 1044-7110, S/N 4A0198149, 170 BHP, Year first operated in San Diego County 1974 (Tier 0) Original APP# APCD2014-CER-000529 | 1 | 0 | 0 | 0 | 1 | Diesel |  | 170 | 126.769 | 2021-06-09 | 827.99 | 2022-07-21 | 847.27 | 19.28 | 2444.1063 | 2.2202 | 32.6785 | -117.1757 | 1 | rooftop | 1710 | Avenida Del Mundo |  |  | Coronado | CA | San Diego County | 92118 | US | San Diego Geographic Information Source - JPA
APCD2014-PTO-001947 | Active | 2014-02-14 | [34W] Registered Engine (Rule 12) | CORONADO SHORES CONDOMINUM ASSN #6 |  | 1710 AVENIDA DEL MUNDO CORONADO, CA | 92118 | O | Registration of Stationary Emergency Standby Diesel Engine Detroit, Model 1044-7110, S/N 4A0197238, 170 BHP, Year first operated in San Diego County 1974 Original APP# APCD2014-CER-000530 | 1 | 0 | 0 | 0 | 1 | Diesel |  | 170 | 126.769 | 2021-06-09 | 819.75 | 2022-07-21 | 839.18 | 19.43 | 2463.1217 | 2.2375 | 32.6785 | -117.1757 | 1 | rooftop | 1710 | Avenida Del Mundo |  |  | Coronado | CA | San Diego County | 92118 | US | San Diego Geographic Information Source - JPA
APCD2014-PTO-001950 | Active | 2014-02-18 | [34H] California Certified Emergency Standby Engine | Oceanside Springhill Suites | Brian Mulvany | 110 N Myers St Oceanside, CA | 92054 | C | Emergency Engine Generator: John Deere Diesel Engine, Model 6090HFG86, S/N RG6090L115561, rated at 463 hp, Model Year 2013, turbocharged, EPA Tier 3 Certified Engine, Engine Family Number DJDXL09.0114, driving a 300 KW Electric Generator. | 1 | 0 | 0 | 0 | 1 | Diesel | 300 | 463 | 300 | 2022-04-06 | 72.60 | 2022-04-06 | 75.20 | 2.6 | 780 | 0.70855 | 33.194 | -117.3817 | 1 | rooftop | 110 | N Myers St |  |  | Oceanside | CA | San Diego County | 92054 | US | San Diego Geographic Information Source - JPA
APCD2014-PTO-001952 | Active | 2014-02-18 | [34H] California Certified Emergency Standby Engine | SD County Women's Detention Facility | Fernando dela Cruz | 451 Riverview Parkway Santee, CA | 92071 | H | Emergency standby engine: Mitsubishi diesel engine, Model S16R-Y2PTAW2-1 (S/N: 19092), rated at 2923 BHP, Model Year 2013, EPA Tier 2 certified Engine Family Number DMVXL65.4BBB, driving a 2000 KW generator. | 1 | 0 | 0 | 0 | 1 | Diesel | 2000 | 2923 | 2000 | [5 empty] | 0 | 0 | 32.8433 | -116.9723 | 1 | rooftop | 451 | Riverview Pkwy |  |  | Santee | CA | San Diego County | 92071 | US | Sandoval
APCD2014-PTO-001953 | Active | 2014-02-18 | [34H] California Certified Emergency Standby Engine | SD County Women's Detention Facility | Fernando dela Cruz | 451 Riverview Parkway Santee, CA | 92071 | H | Emergency standby engine: Mitsubishi diesel engine, Model S16R-Y2PTAW2-1 (S/N: 19143), rated at 2923 BHP, Model Year 2013, EPA Tier 2 certified Engine Family Number DMVXL65.4BBA, driving a 2000 KW generator. | 1 | 0 | 0 | 0 | 1 | Diesel | 2000 | 2923 | 2000 | [5 empty] | 0 | 0 | 32.8433 | -116.9723 | 1 | rooftop | 451 | Riverview Pkwy |  |  | Santee | CA | San Diego County | 92071 | US | Sandoval
APCD2014-PTO-001954 | Active | 2014-02-19 | [34H] California Certified Emergency Standby Engine | USN Amphibious Base Coronado | John Jay | Naval Amphibious Base Bldg 164 San Diego, CA | 92155 | O | Emergency Engine Generator: John Deere Diesel Engine, Model 4045HF285, rated at 126 hp, Model Year 2011, S/N PE4045L177462, EPA Tier 3 Certified Engine, Family Number BJDXL06.8117, turbocharged, Engine driving a 94 kW Electrical Generator. | 1 | 0 | 0 | 0 | 1 | Diesel | 94 | 126 | 94 | 2022-04-27 | 69.90 | 2022-04-27 | 69.90 | 0 | 0 | 0 | 32.7241 | -117.1709 | 0.5 | place |  |  |  |  | San Diego | CA | San Diego County | 92101 | US | TIGER/LineÂ® dataset from the US Census Bureau
APCD2014-PTO-001959 | Active | 2014-02-26 | [34H] California Certified Emergency Standby Engine | North County Transit District | Stacey Coppess | 5091 North River Rd Oceanside, CA | 92057 | A | Emergency standby engine: John Deere diesel engine, Model 4045HF285H (S/N: PE4045L240625), rated at 133 BHP, Model Year 2013, EPA Tier 3 certified of Engine Family Number DJDXL04.5119, driving a 80 KW generator. Equipped with turbocharger and aftercooler. | 1 | 0 | 0 | 0 | 1 | Diesel | 80 | 133 | 80 | [5 empty] | 0 | 0 | 33.2544 | -117.2982 | 1 | rooftop | 5091 | N River Rd |  |  | Oceanside | CA | San Diego County | 92057 | US | San Diego Geographic Information Source - JPA
APCD2014-PTO-001962 | Active | 2014-03-03 | [34H] California Certified Emergency Standby Engine | SD CO OF DPW WASTEWATER MGMT | FACILITY MANAGER | 9903 JAMACHA BL SPRING VALLEY, CA | 91978 | Q | Emergency Engine Generator: Caterpillar Diesel Engine, Model C15, rated at 569 hp, Model Year 2013, S/N FTE01479, EPA Tier 3 Certified Engine, Family Number DCPXL15.2NYS, turbocharged and aftercooled driving a 350 KW Electrical Generator. | 1 | 0 | 0 | 0 | 1 | Diesel | 350 | 569 | 350 | 2021-12-20 | 53.70 | 2021-12-20 | 62.20 | 8.5 | 2975 | 2.7025 | 32.7087 | -116.9845 | 1 | range_interpolation | 9903 | Jamacha Blvd |  |  | Spring Valley | CA | San Diego County | 91977 | US | TIGER/LineÂ® dataset from the US Census Bureau
APCD2014-PTO-001964 | Active | 2014-03-05 | [34H] California Certified Emergency Standby Engine | LPL Financial | Eric Baugh | 4707 Executive Dr San Diego, CA | 92121 | G | Emergency Engine Generator: Mitsubishi Diesel Engine, Model S16R-Y2PTAW2-1, rated at 2923 bhp, Model Year 2013, S/N 19317, EPA Tier 2 Certified Engine, Family Number DMVXL65.4BBA, turbocharged and aftercooled, driving a 2000 kw Electrical Generator. | 1 | 0 | 0 | 0 | 1 | Diesel | 2000 | 2923 | 2000 | 2021-12-16 | 41.10 | 2021-12-16 | 60.00 | 18.9 | 37800 | 34.3373 | 32.876 | -117.205 | 1 | rooftop | 4707 | Executive Dr |  |  | San Diego | CA | San Diego County | 92121 | US | San Diego Geographic Information Source - JPA
APCD2014-PTO-001965 | Active | 2014-03-05 | [34H] California Certified Emergency Standby Engine | SD City College | Steve Powell | 1313 12th Av San Diego, CA | 92101 | N | Stationary Emergency Diesel Engine: John Deere 6135HF485; Serial Number RG6135L026551, 538 bhp; Model Year 2012 EPA Certified, Engine Family Number CJDXL13.5103, Turbocharged, Aftercooled, EGR, Powering a 350 KW Electric Generator. Original APP# APCD2012-APP-001986 | 1 | 0 | 0 | 0 | 1 | Diesel | 350 | 538 | 350 | [5 empty] | 0 | 0 | 32.7189 | -117.1536 | 1 | range_interpolation | 1313 | 12th Ave |  |  | San Diego | CA | San Diego County | 92101 | US | TIGER/LineÂ® dataset from the US Census Bureau
APCD2014-PTO-001971 | Active | 2014-03-07 | [34H] California Certified Emergency Standby Engine | Hilton San Diego Resort & Spa | Jaromir Prikryl | 1775 East Mission Bay Dr San Diego, CA | 92109 | I | Emergency Engine: John Deere, Model 4024HF285B, 80 BHP, diesel fired, turbocharged, S/N PE4024L134354, Model Year 2013, Tier 3 certified Engine Family No. DJDXL04.5141-003, driving 40-kW generator. | 1 | 0 | 0 | 0 | 1 | Diesel | 40 | 80 | 40 | 2022-08-03 | 208.70 | 2022-08-03 | 220.70 | 12 | 480 | 0.43603 | 32.7776 | -117.2095 | 1 | range_interpolation | 1775 | E Mission Bay Dr |  |  | San Diego | CA | San Diego County | 92109 | US | TIGER/LineÂ® dataset from the US Census Bureau
APCD2014-PTO-001973 | Active | 2014-03-11 | [34H] California Certified Emergency Standby Engine | World Trade Center | Yvonne DeCarlo | 1250 6th Ave San Diego, CA | 92101 | N | Stationary Emergency Diesel Engine: John Deere Model 3090HFG86A; s/n: RG6090L115359; 463 bhp; model year 2013 EPA certified Tier 3, Family #DJDXL09.0114; drives a 300 kW generator. | 1 | 0 | 0 | 0 | 1 | Diesel | 300 | 463 | 300 | 2021-09-14 | 140.70 | 2022-07-18 | 172.20 | 31.5 | 9450 | 8.5843 | 32.7185 | -117.1595 | 1 | rooftop | 1250 | 6th Ave |  |  | San Diego | CA | San Diego County | 92101 | US | San Diego Geographic Information Source - JPA
APCD2014-PTO-001974 | Active | 2014-03-17 | [34H] California Certified Emergency Standby Engine | USN | John Jay | Bldg 370 NASNI San Diego, CA | 92135 | O | Emergency Diesel Fire Pump Engine: Clarke/John Deere; model 6068HFC28; serial number PE6068L243105; Engine Family DJDXL06.8120; 175 bhp rated; turbocharged with charge air cooler; driving a 2500 gpm water pump | 1 | 0 | 0 | 0 | 1 | Diesel |  | 175 | 130.4975 | 2021-09-01 | 6.70 | 2022-06-02 | 8.70 | 2 | 260.995 | 0.23709 | 32.7241 | -117.1709 | 0.5 | place |  |  |  |  | San Diego | CA | San Diego County | 92101 | US | TIGER/LineÂ® dataset from the US Census Bureau
APCD2014-PTO-001975 | Active | 2014-03-17 | [34H] California Certified Emergency Standby Engine | USN | John Jay | Bldg 370 NASNI San Diego, CA | 92135 | O | Emergency Diesel Fire Pump Engine: Clarke/John Deere; model 6068HFC28; serial number PE6068L243104; Engine Family DJDXL06.8120; 175 bhp rated; turbocharged with charge air cooler; driving a 2500 gpm water pump | 1 | 0 | 0 | 0 | 1 | Diesel |  | 175 | 130.4975 | 2021-09-01 | 6.90 | 2022-06-02 | 8.90 | 2 | 260.995 | 0.23709 | 32.7241 | -117.1709 | 0.5 | place |  |  |  |  | San Diego | CA | San Diego County | 92101 | US | TIGER/LineÂ® dataset from the US Census Bureau
APCD2014-PTO-001978 | Active | 2014-03-21 | [34H] California Certified Emergency Standby Engine | SDG&E Co | Sean C Ruiz | 9060 Friars Rd Mission San Diego, CA | 92108 | M | Stationary Emergency Diesel Engine: John Deere; Model 6068HFG85; Serial Number PE6068L920897; 315 bhp; Model Year 2013 EPA Certified, Tier 3, Engine Family Number DJDXL13.5103; Powering a 200 kW Electrical Generator Original APP# APCD2013-APP-002895 | 1 | 0 | 0 | 0 | 1 | Diesel | 200 | 315 | 200 | 2021-12-02 | 56.00 | 2021-12-02 | 63.80 | 7.8 | 1560 | 1.4171 | 32.7806 | -117.1362 | 1 | rooftop | 9060 | Friars Rd |  |  | San Diego | CA | San Diego County | 92108 | US | San Diego Geographic Information Source - JPA
APCD2014-PTO-001982 | Active | 2014-03-28 | [34H] California Certified Emergency Standby Engine | Leucadia Wastewater District | Robin Morishita | 1960 La Costa Ave Carlsbad, CA | 92009 | E | Emergency standby engine: Cummins diesel engine, Model QSK23-G7-NR2, S/N 00326528, rated at 1220 bhp, Model Year 2013, Tier 2 certified of Engine Family Number DCEXL023.AAB, driving an 800 KW generator. | 1 | 0 | 0 | 0 | 1 | Diesel | 800 | 1220 | 800 | 2022-01-01 | 156.70 | 2022-01-01 | 186.30 | 29.6 | 23680 | 21.5107 | 33.0868 | -117.2664 | 1 | rooftop | 1960 | LA Costa Ave |  |  | Carlsbad | CA | San Diego County | 92009 | US | San Diego Geographic Information Source - JPA
APCD2014-PTO-001998 | Active | 2014-04-14 | [34H] California Certified Emergency Standby Engine | Nielsen Biosciences | Scott Nielsen | 11125 Flintkote Avenue Suite G San Diego, CA | 92121 | G | Emergency standby engine: fueled with natural gas, Make General Motors, Model Vortec 4.3L, rated at 75 bhp, S/N 39001045, EPA certified for spark ignited engines of family number DPSIB4.302ED, equipped with DCL MINE-X three-way catalyst, Model 2-DC45, driving a 40 KW generator. | 0 | 0 | 1 | 0 | 1 | Natural Gas | 40 | 75 | 40 | 2021-09-10 | 100.10 | 2021-09-10 | 117.20 | 17.1 | 684 | 0.49676 | 32.9043 | -117.2313 | 1 | rooftop | 11125 | Flintkote Ave | Ste | G | San Diego | CA | San Diego County | 92121 | US | San Diego Geographic Information Source - JPA
APCD2014-PTO-002000 | Active | 2014-04-15 | [34H] California Certified Emergency Standby Engine | Scripps Memorial Hospital | Dir of Plant Operations | 354 Santa Fe Dr Encinitas, CA | 92024 | E | Emergency standby engine: Caterpillar diesel engine, Model 3512C, S/N EBG01188, rated at 2206 bhp, Model Year 2012, Tier 2 certified of Engine Family Number CCPXL78.1NZS, driving a 1500 KW generator | 1 | 0 | 0 | 0 | 1 | Diesel | 500 | 2206 | 500 | [5 empty] | 0 | 0 | 33.0373 | -117.2834 | 1 | rooftop | 354 | Santa Fe Dr |  |  | Encinitas | CA | San Diego County | 92024 | US | Sandoval
APCD2014-PTO-002001 | Active | 2014-04-15 | [34H] California Certified Emergency Standby Engine | Scripps Memorial Hospital | Dir of Plant Operations | 354 Santa Fe Dr Encinitas, CA | 92024 | E | Emergency standby engine: Caterpillar diesel engine, Model 3512C, S/N EBG01189, rated at 2206 bhp, Model Year 2012, Tier 2 certified of Engine Family Number CCPXL78.1NZS, driving a 1500 KW generator. | 1 | 0 | 0 | 0 | 1 | Diesel | 500 | 2206 | 500 | [5 empty] | 0 | 0 | 33.0373 | -117.2834 | 1 | rooftop | 354 | Santa Fe Dr |  |  | Encinitas | CA | San Diego County | 92024 | US | Sandoval
APCD2014-PTO-002004 | Active | 2014-04-17 | [34H] California Certified Emergency Standby Engine | Fredericka Manor Care Center | Buddy Eiler | 111 3rd Ave Chula Vista, CA | 91910 | Q | Emergency Diesel Engine: John Deere, Model 6090HFG86, 463 BHP, turbocharged, S/N RG6090L116558, Model Year 2013, Tier 3 certified, Engine Family No. DJDXL03.0114-005. | 1 | 0 | 0 | 0 | 1 | Diesel |  | 463 | 345.2591 | [5 empty] | 0 | 0 | 32.6478 | -117.0823 | 1 | range_interpolation | 111 | 3rd Ave |  |  | Chula Vista | CA | San Diego County | 91910 | US | TIGER/LineÂ® dataset from the US Census Bureau
APCD2014-PTO-002005 | Active | 2014-04-17 | [34H] California Certified Emergency Standby Engine | MCAS Miramar | Luis Eria | Bldg 9227 MCAS Miramar San Diego, CA | 92145 | H | Emergency Diesel Engine: John Deere, Model 4024HF285B, 80 BHP, turbocharged, S/N PE4024L127820, Model Year 2013, Tier 3 Certified, Engine Family No. DJDXL04.5141. | 1 | 0 | 0 | 0 | 1 | Diesel |  | 80 | 59.656 | 2022-01-01 | 124.10 | 2022-01-01 | 127.60 | 3.5 | 208.796 | 0.18967 | 32.8799 | -117.1595 | 1 | range_interpolation | 9227 | Miramar Rd |  |  | San Diego | CA | San Diego County | 92145 | US | TIGER/LineÂ® dataset from the US Census Bureau
APCD2014-PTO-002016 | Active | 2014-04-21 | [34H] California Certified Emergency Standby Engine | USN Air Station NORIS | John Jay | NAS North Island Bldg 335 San Diego, CA | 92135 | O | Emergency standby engine: MTU/Detroit Diesel diesel engine, Model 6R1600G70S (S/N: 16301002296), rated at 418 BHP, Model Year 2013 EPA Tier 3 certified of Engine Family Number DMDDL14.0ZWK, driving a 250 KW generator. Equipped with turbocharger and aftercooler. | 1 | 0 | 0 | 0 | 1 | Diesel | 250 | 418 | 250 | 2021-09-01 | 31.36 | 2022-06-02 | 33.41 | 2.05 | 512.5 | 0.46555 | 33.2328 | -117.352 | 0.8 | street_center |  | New Branch Ct |  |  | Oceanside | CA | San Diego County | 92058 | US | TIGER/LineÂ® dataset from the US Census Bureau
APCD2014-PTO-002017 | Active | 2014-04-22 | [34H] California Certified Emergency Standby Engine | BioMed Realty Trust Inc | Dan Krachon | 10835 Road to the Cure San Diego, CA | 92121 | G | Emergency standby engine: John Deere diesel engine, Model 6068HF285 (S/N: PE6068L242423) , rated at 237 BHP, Model Year 2013, EPA Tier 3 certified, Engine Family Number DJDXL06.8120, driving a 150 KW generator. Equipped with turbocharger and aftercooler. | 1 | 0 | 0 | 0 | 1 | Diesel | 150 | 237 | 150 | 2021-10-27 | 57.20 | 2021-10-27 | 60.20 | 3 | 450 | 0.40878 | 32.9022 | -117.2364 | 1 | rooftop | 10835 | Road To The Cure |  |  | San Diego | CA | San Diego County | 92121 | US | San Diego Geographic Information Source - JPA
APCD2014-PTO-002018 | Active | 2014-04-23 | [34H] California Certified Emergency Standby Engine | USN | John Jay | NAS North Island Bldg 335 San Diego, CA | 92135 | O | Emergency standby engine: MTU/Detroit Diesel diesel engine, Model 6R1600G70S (S/N: 16301002307), rated at 418 BHP, Model Year 2013 EPA Tier 3 certified of Engine Family Number DMDDL14.0ZWK, driving a 250 KW generator. Equipped with turbocharger and aftercooler. | 1 | 0 | 0 | 0 | 1 | Diesel | 250 | 418 | 250 | 2021-09-01 | 24.24 | 2022-06-02 | 29.57 | 5.33 | 1332.5 | 1.2104 | 33.2328 | -117.352 | 0.8 | street_center |  | New Branch Ct |  |  | Oceanside | CA | San Diego County | 92058 | US | TIGER/LineÂ® dataset from the US Census Bureau
APCD2014-PTO-002020 | Active | 2014-04-23 | [34H] California Certified Emergency Standby Engine | Padre Dam Municipal Water District | Owner Manager | 2444 W Victoria Dr Alpine, CA | 91901 | H | Stationary Emergency Diesel Engine: John Deere; Model 6090HFG86A; Serial Number RG6090L111258; 463 bhp Rated; Model Year 2012 EPA Certified, Tier 3, Engine Family Number CJDXL09.0114; Powering a 300 kW Electrical Generator | 1 | 0 | 0 | 0 | 1 | Diesel | 300 | 463 | 300 | 2022-01-01 | 125.20 | 2022-01-01 | 128.20 | 3 | 900 | 0.81755 | 32.8417 | -116.7681 | 1 | range_interpolation | 2444 | W Victoria Dr |  |  | Alpine | CA | San Diego County | 91901 | US | TIGER/LineÂ® dataset from the US Census Bureau
APCD2014-PTO-002022 | Active | 2014-04-23 | [34H] California Certified Emergency Standby Engine | CA State University San Marcos | Director RM&S | 333 S Twin Oaks Valley Rd San Marcos, CA | 92078 | E | Stationary Emergency Diesel Engine: Cummins; Model QSB7-G5; Serial Number 73494137; 324 bhp; Model Year 2013 EPA Certified, Tier 3, Engine Family Number DCEXL0409AAD; Powering a 200 kW Electrical Generator | 1 | 0 | 0 | 0 | 1 | Diesel | 200 | 324 | 200 | [5 empty] | 0 | 0 | 33.1267 | -117.1551 | 1 | rooftop | 333 | S Twin Oaks Valley Rd S |  |  | San Marcos | CA | San Diego County | 92078 | US | San Diego Geographic Information Source - JPA
APCD2014-PTO-002023 | Active | 2014-04-24 | [34H] California Certified Emergency Standby Engine | Gilead Sciences | Shannon Gallegos | 4039 Avenida De La Plata Oceanside, CA | 92056 | C | Stationary Emergency Diesel Engine: John Deere; Model 6135HFG75; Serial Number RG6135G001964; 775 bhp Rated; Model Year 2012 EPA Certified, Tier 2, Engine Family Number CJDXL13.5132; Powering a 500 kW Electrical Generator | 1 | 0 | 0 | 0 | 1 | Diesel | 500 | 775 | 500 | 2021-06-08 | 86.80 | 2021-12-20 | 95.00 | 8.2 | 4100 | 3.7244 | 33.2077 | -117.2963 | 1 | rooftop | 4039 | Avenida De La Plata |  |  | Oceanside | CA | San Diego County | 92056 | US | San Diego Geographic Information Source - JPA
APCD2014-PTO-002024 | Active | 2014-04-24 | [34H] California Certified Emergency Standby Engine | TRC Government Solutions | Terminal Manager | 52 Area, Basilone Road Bldg 5270 Camp Pendleton, CA | 92055 | A | Stationary Emergency Diesel Engine: John Deere; Model 4024HF285; Serial Number PE4024L095465; 80 bhp Rated; Model Year 2012 EPA Certified, Tier 3, Engine Family Number CJDXL03.0113; Turbocharged, Driving Electrical Generator | 1 | 0 | 0 | 0 | 1 | Diesel |  | 80 | 59.656 | 2021-12-31 | 459.10 | 2022-07-19 | 596.10 | 137 | 8172.872 | 7.4242 | 33.3973 | -117.5288 | 0.7 | street_center |  | Basilone Rd |  | 5270 | Camp Pendleton | CA | San Diego County | 92055 | US | TIGER/LineÂ® dataset from the US Census Bureau
APCD2014-PTO-002025 | Active | 2014-04-24 | [34H] California Certified Emergency Standby Engine | USMC Base Public Utilities U02 | Air Quality Section | Area 22, Bldg 2283 IU3, TAPS 3 Camp Pendleton, CA | 92055 | A | Stationary Emergency Diesel Engine: Model John Deere; Model 613HFG75; Serial Number RG6135G003557; 755 bhp; Model Year 2013 EPA Certified, Tier 3, Engine Family Number DJDXL13.5132; Powering a 500 kW Electrical Generator | 1 | 0 | 0 | 0 | 1 | Diesel | 500 | 755 | 500 | [5 empty] | 0 | 0 | 33.3877 | -117.4448 | 0.5 | place |  |  |  |  | Camp Pendleton | CA | San Diego County | 92055 | US | TIGER/LineÂ® dataset from the US Census Bureau
APCD2014-PTO-002026 | Active | 2014-04-24 | [34H] California Certified Emergency Standby Engine | USMC Base Public Safety SA05 | Air Quality Section | Building 2496 U2 Camp Pendleton, CA | 92055 | A | Stationary Emergency Diesel Engine: John Deere; Model 6068HF285; Serial Number PE6068L245478; 237 bhp; Model Year 2013 EPA Certified, Tier 3, Engine Family Number DJDXL06.8120; Powering a 150 kW Electrical Generator | 1 | 0 | 0 | 0 | 1 | Diesel | 150 | 237 | 150 | [5 empty] | 0 | 0 | 33.3877 | -117.4448 | 0.5 | place |  |  |  |  | Camp Pendleton | CA | San Diego County | 92055 | US | TIGER/LineÂ® dataset from the US Census Bureau
APCD2014-PTO-002027 | Active | 2014-04-24 | [34H] California Certified Emergency Standby Engine | San Diego City of Metro Wastewater Dept | Rupic Branko | 15706 Camino Crisalida San Diego, CA | 92127 | F | Emergency engine : natural gas-fired engine Power Solutions International Model D183L (S/N: EESOD200218) , 566 BHP, EPA certified, engine family number DPWRB18.3NGP, equipped with air/fuel ratio controller and OEM 3-way catalytic converter, driving a generator. | 0 | 0 | 1 | 0 | 1 | Natural Gas |  | 566 | 422.0662 | 2021-05-20 | 67.10 | 2022-05-18 | 81.50 | 14.4 | 6077.7533 | 4.414 | 32.9995 | -117.0986 | 1 | rooftop | 15706 | Camino Crisalida |  |  | San Diego | CA | San Diego County | 92127 | US | San Diego Geographic Information Source - JPA
APCD2014-PTO-002028 | Active | 2014-04-24 | [34H] California Certified Emergency Standby Engine | TRC Government Solutions | Terminal Manager | 14 Area, Vandegrift Blvd & 17th,Bldg 1400 Camp Pendleton, CA | 92055 | A | Stationary Emergency Diesel Engine: John Deere; Model 4024HF285; Serial Number PE4024L095464; 80 bhp Rated; Model Year 2012 EPA Certified, Engine Family Number CJDXL03.0113; Turbocharged, Driving Electrical Generator | 1 | 0 | 0 | 0 | 1 | Diesel |  | 80 | 59.656 | 2021-12-31 | 228.00 | 2022-07-19 | 271.80 | 43.8 | 2612.9328 | 2.3736 | 33.3877 | -117.4448 | 0.5 | place |  |  |  |  | Camp Pendleton | CA | San Diego County | 92055 | US | TIGER/LineÂ® dataset from the US Census Bureau
APCD2014-PTO-002029 | Active | 2014-04-25 | [34H] California Certified Emergency Standby Engine | USMC Base Military Support | AC/S Environmental Security | Bldg 5351 Camp Pendleton, CA | 92055 | A | Emergency standby engine: Iveco/FPT diesel engine, Model F3BE9685A (S/N: E003-213794) , rated at 530 BHP, Model Year 2013, EPA Tier 3 certified of Engine Family Number DFPXL12.91GR, driving a 350 KW generator. Equipped with turbocharger and aftercooler. | 1 | 0 | 0 | 0 | 1 | Diesel | 350 | 530 | 350 | [5 empty] | 0 | 0 | 33.3877 | -117.4448 | 0.5 | place |  |  |  |  | Camp Pendleton | CA | San Diego County | 92055 | US | TIGER/LineÂ® dataset from the US Census Bureau
APCD2014-PTO-002042 | Active | 2014-05-02 | [34H] California Certified Emergency Standby Engine | Portsmouth Naval Shipyard Det., Sd | Director | Naval Base Point Loma,140 Sylvester Rd Bldg 633 San Diego, CA | 92106 | I | Low-Use Diesel Engine (ATCM Portable): Caterpillar; Model CAT; Serial Number JJF00787; 790 bhp; Model Year 2012 EPA Certified, Tier 4i, Engine Family Number CCPXL15.2HZA; Powering a 500 kW Electrical Generator | 1 | 0 | 0 | 0 | 1 | Diesel | 500 | 790 | 500 | [5 empty] | 0 | 0 | 32.6895 | -117.2402 | 1 | range_interpolation | 140 | Sylvester Rd | Bldg | 633 | San Diego | CA | San Diego County | 92106 | US | TIGER/LineÂ® dataset from the US Census Bureau
APCD2014-PTO-002045 | Active | 2014-05-06 | [34H] California Certified Emergency Standby Engine | BREG | Juan Nieto | 2885 E Loker Ave Carlsbad, CA | 92010 | C | Emergency standby engine: Power Solutions Inc. natural gas engine, Model 5.7L29839, (GM Vortec 5.7L), S/N: 39003062, rated at 155 BHP, Model Year 2013, EPA certified Engine Family Number DPSIB5.70EMT, driving a 100 KW generator. Equipped with turbocharger and an OEM catalyst. | 0 | 0 | 1 | 0 | 1 | Natural Gas | 100 | 155 | 100 | 2022-01-01 | 25.80 | 2022-01-01 | 39.00 | 13.2 | 1320 | 0.95866 | 33.1311 | -117.249 | 1 | rooftop | 2885 | E Loker Ave E |  |  | Carlsbad | CA | San Diego County | 92010 | US | San Diego Geographic Information Source - JPA
APCD2014-PTO-002045 | Active | 2014-05-06 | [34H] California Certified Emergency Standby Engine | BREG | Juan Nieto | 2885 E Loker Ave Carlsbad, CA | 92010 | C | Emergency standby engine: Power Solutions Inc. natural gas engine, Model 5.7L29839, (GM Vortec 5.7L), S/N: 39003062, rated at 155 BHP, Model Year 2013, EPA certified Engine Family Number DPSIB5.70EMT, driving a 100 KW generator. Equipped with turbocharger and an OEM catalyst. | 0 | 0 | 1 | 0 | 1 | Natural Gas | 100 | 155 | 100 | 2022-01-01 | 25.80 | 2022-01-01 | 40.00 | 14.2 | 1420 | 1.0313 | 33.1311 | -117.249 | 1 | rooftop | 2885 | E Loker Ave E |  |  | Carlsbad | CA | San Diego County | 92010 | US | San Diego Geographic Information Source - JPA
APCD2014-PTO-002045 | Active | 2014-05-06 | [34H] California Certified Emergency Standby Engine | BREG | Juan Nieto | 2885 E Loker Ave Carlsbad, CA | 92010 | C | Emergency standby engine: Power Solutions Inc. natural gas engine, Model 5.7L29839, (GM Vortec 5.7L), S/N: 39003062, rated at 155 BHP, Model Year 2013, EPA certified Engine Family Number DPSIB5.70EMT, driving a 100 KW generator. Equipped with turbocharger and an OEM catalyst. | 0 | 0 | 1 | 0 | 1 | Natural Gas | 100 | 155 | 100 | 2022-01-01 | 39.00 | 2022-01-01 | 39.00 | 0 | 0 | 0 | 33.1311 | -117.249 | 1 | rooftop | 2885 | E Loker Ave E |  |  | Carlsbad | CA | San Diego County | 92010 | US | San Diego Geographic Information Source - JPA
APCD2014-PTO-002045 | Active | 2014-05-06 | [34H] California Certified Emergency Standby Engine | BREG | Juan Nieto | 2885 E Loker Ave Carlsbad, CA | 92010 | C | Emergency standby engine: Power Solutions Inc. natural gas engine, Model 5.7L29839, (GM Vortec 5.7L), S/N: 39003062, rated at 155 BHP, Model Year 2013, EPA certified Engine Family Number DPSIB5.70EMT, driving a 100 KW generator. Equipped with turbocharger and an OEM catalyst. | 0 | 0 | 1 | 0 | 1 | Natural Gas | 100 | 155 | 100 | 2022-01-01 | 39.00 | 2022-01-01 | 40.00 | 1 | 100 | 0.072626 | 33.1311 | -117.249 | 1 | rooftop | 2885 | E Loker Ave E |  |  | Carlsbad | CA | San Diego County | 92010 | US | San Diego Geographic Information Source - JPA
APCD2014-PTO-002049 | Active | 2014-05-07 | [34W] Registered Engine (Rule 12) | Hyatt Regency Mission Bay | James Johnson | 1441 Quivira Road San Diego, CA | 92109 | I | Registration of Existing Stationary Emergency Diesel Engine Perkins, Model 1869/1800, S/N YD50517*U685362D*, Model Year 1998, 168 BHP, Date First Operated In San Diego County 1999 Original APP# APCD2014-CER-000562 | 1 | 0 | 0 | 0 | 1 | Diesel |  | 168 | 125.2776 | 2021-10-21 | 138.80 | 2022-06-02 | 144.70 | 5.9 | 739.1378 | 0.67143 | 32.7648 | -117.2402 | 1 | rooftop | 1441 | Quivira Rd |  |  | San Diego | CA | San Diego County | 92109 | US | San Diego Geographic Information Source - JPA
APCD2014-PTO-002050 | Active | 2014-05-07 | [34H] California Certified Emergency Standby Engine | AT&T California | Mindy Lusk | 9580 Lakeview Rd Lakeside, CA | 92040 | H | Emergency standby engine: Caterpillar diesel engine, Model C15 (S/N: FTE01407), rated at 762 BHP, Model Year 2013, EPA Tier 2 certified of Engine Family Number DCPXL15.2NZS, driving a 500 KW generator. Equipped with Rypos Model Number 4101 (S/N: R1333P) diesel particulate filter. | 1 | 0 | 0 | 0 | 1 | Diesel | 500 | 762 | 500 | [5 empty] | 0 | 0 | 32.8549 | -116.9058 | 1 | rooftop | 9580 | Lakeview Rd |  |  | Lakeside | CA | San Diego County | 92040 | US | San Diego Geographic Information Source - JPA
APCD2014-PTO-002056 | Active | 2014-05-20 | [34H] California Certified Emergency Standby Engine | CA ST Dept of Forestry & Fire Protection | Joe Aguirre | 100 Boucher Lookout Rd Palomar Mtn, CA | 92060 | B | Emergency standby engine: Generac propane-fired engine, Model 6.8GLPNGD-80 (S/N: E172A1801120180276), rated at 125.11 BHP, Model Year 2012, certified of Engine Family Number CGNXB06.82L4, driving an 80 kW generator. Equipped with an OEM oxidation catalyst. | 0 | 0 | 0 | 1 | 1 | Propane | 80 | 125.1 | 80 | 2021-09-16 | 0.00 | 2022-07-21 | 0.00 | 0 | 0 | 0 | 41.2347 | -121.2156 | 0.5 | place |  |  |  |  | Lookout | CA | Modoc County | 96054 | US | TIGER/LineÂ® dataset from the US Census Bureau
APCD2014-PTO-002057 | Active | 2014-05-23 | [34H] California Certified Emergency Standby Engine | SH Realty Partners II, LLC | Daniel Haslam | 17190 Bernardo Center Dr San Diego, CA | 92128 | F | Emergency standby engine: John Deere diesel engine, Model 4045HF285I (S/N: PE4045L247970), rated at 158 BHP, Model Year 2013, EPA Tier 3 certified of Engine Family Number DJDXL04.5119, driving a 100 KW generator. Equipped with turbocharger and aftercooler. | 1 | 0 | 0 | 0 | 1 | Diesel | 100 | 158 | 100 | 2022-02-18 | 79.50 | 2022-02-18 | 79.50 | 0 | 0 | 0 | 33.0248 | -117.0774 | 1 | rooftop | 17190 | Bernardo Center Dr |  |  | San Diego | CA | San Diego County | 92128 | US | San Diego Geographic Information Source - JPA
APCD2014-PTO-002062 | Active | 2014-05-30 | [34H] California Certified Emergency Standby Engine | SDG&E | East County Substation | 47137 Old Hwy 80 Jacumba, CA | 91934 | R | Emergency standby engine: Perkins diesel engine, Model 2506C-E15TAG3 (S/N: MGDF5333 U12934X), rated at 762 BHP, Model Year 2013, EPA Tier 2 certified Engine Family Number DPKXL15.2TA2, driving a 500 KW generator. Equipped with turbocharger and aftercooler. | 1 | 0 | 0 | 0 | 1 | Diesel | 500 | 762 | 500 | 2022-02-09 | 226.20 | 2022-02-09 | 226.70 | 0.5 | 250 | 0.2271 | 32.6192 | -116.216 | 0.7 | street_center |  | Old Hwy 80 |  |  | Jacumba | CA | San Diego County | 91934 | US | TIGER/LineÂ® dataset from the US Census Bureau
APCD2014-PTO-002063 | Active | 2014-05-30 | [34H] California Certified Emergency Standby Engine | SDG&E | East County Substation | 47137 Old Hwy 80 Jacumba, CA | 91934 | R | Emergency standby engine: FPT Industrial diesel engine, Model F4HE9685A*J (S/N: J102-01099435), rated at 279 BHP, Model Year 2013, EPA Tier 3 certified of Engine Family Number DFPXL06.7DGS, driving a 150 KW generator. Equipped with turbocharger and aftercooler. | 1 | 0 | 0 | 0 | 1 | Diesel | 150 | 279 | 150 | 2022-02-09 | 234.30 | 2022-02-09 | 234.80 | 0.5 | 75 | 0.068129 | 32.6192 | -116.216 | 0.7 | street_center |  | Old Hwy 80 |  |  | Jacumba | CA | San Diego County | 91934 | US | TIGER/LineÂ® dataset from the US Census Bureau
APCD2014-PTO-002064 | Active | 2014-05-30 | [34H] California Certified Emergency Standby Engine | Illumina | EHS | 5200 Illumina Way San Diego, CA | 92122 | H | Emergency standby engine: Mitsubishi diesel engine, Model S16R-Y2PTAW2-1, S/N: 19734, rated at 2923 BHP, Model Year 2013, EPA Tier 2 certified of Engine Family Number DMVXL65.4BBA, driving a 2000 KW generator. Equipped with turbocharger and aftercooler. | 1 | 0 | 0 | 0 | 1 | Diesel | 2000 | 2923 | 2000 | 2021-12-31 | 85.30 | 2022-06-21 | 95.10 | 9.8 | 19600 | 17.8045 | 32.8708 | -117.198 | 1 | rooftop | 5200 | Illumina Way |  |  | San Diego | CA | San Diego County | 92122 | US | San Diego Geographic Information Source - JPA
APCD2014-PTO-002065 | Active | 2014-06-03 | [34H] California Certified Emergency Standby Engine | Scripps Mercy Hospital Chula Vista | Rick Gorton | 435 H St Chula Vista, CA | 91910 | Q | Emergency standby engine: Caterpillar diesel engine, Model C27, S/N MJE03356, rated at 1214 bhp, Model Year 2012, Tier 2 certified of Engine Family Number CCPXL27.0NZS, driving an 800 KW generator. | 1 | 0 | 0 | 0 | 1 | Diesel | 800 | 1214 | 800 | [5 empty] | 0 | 0 | 32.6339 | -117.0832 | 1 | rooftop | 435 | H St |  |  | Chula Vista | CA | San Diego County | 91910 | US | San Diego Geographic Information Source - JPA
APCD2014-PTO-002066 | Active | 2014-06-03 | [34H] California Certified Emergency Standby Engine | Sea World San Diego | Steve Melanese | 500 Sea World Dr San Diego, CA | 92109 | I | Emergency standby engine: Volvo diesel engine, Model TWD1643GE, S/N D16*072760*C3*A, rated at 904 bhp, Model Year 2013, Tier 2 certified of Engine Family Number DVPXL16.1ACW, driving a 600 KW generator. | 1 | 0 | 0 | 0 | 1 | Diesel | 600 | 904 | 600 | [5 empty] | 0 | 0 | 32.7611 | -117.2219 | 1 | range_interpolation | 500 | Sea World Dr |  |  | San Diego | CA | San Diego County | 92109 | US | TIGER/LineÂ® dataset from the US Census Bureau
APCD2014-PTO-002067 | Active | 2014-06-03 | [34H] California Certified Emergency Standby Engine | CAL Fire/MVU Cuyamaca |  | 34520 Engineers Rd Julian, CA | 92036 | D | Emergency fire pump engine: John Deere diesel engine, Model 4045TF290D, S/N PE4045R884677, for Clarke Fire Pump Model JU4H-UFAEF2, rated at 74 bhp, Model Year 2012, Tier 3 certified of Engine Family Number CJDXL04.5130, driving a 500 gpm pump. | 1 | 0 | 0 | 0 | 1 | Diesel |  | 74 | 55.1818 | 2021-07-02 | 172.30 | 2021-07-02 | 181.80 | 9.5 | 524.2271 | 0.4762 | 32.9931 | -116.5852 | 1 | rooftop | 34520 | Engineers Rd |  |  | Julian | CA | San Diego County | 92036 | US | San Diego Geographic Information Source - JPA
APCD2014-PTO-002068 | Active | 2014-06-04 | [34H] California Certified Emergency Standby Engine | USMC Base Military Support | Romeo Hacinas | Bldg 2220U2 Camp Pendleton, CA | 92055 | A | Emergency Engine Generator: John Deere Diesel Engine, Model 6068HFG85, 315 bhp, Model Year 2013, S/N: PE 6068L921192, EPA Tier 3 Certified Engine, Family Number DJDXL13.5103, Turbocharged and Aftercooled, driving a 200 KW Generator. | 1 | 0 | 0 | 0 | 1 | Diesel | 200 | 315 | 200 | [5 empty] | 0 | 0 | 33.3877 | -117.4448 | 1 | place |  |  |  |  | Camp Pendleton | CA | San Diego County | 92055 | US | TIGER/LineÂ® dataset from the US Census Bureau
APCD2014-PTO-002069 | Active | 2014-06-04 | [34W] Registered Engine (Rule 12) | Palomar Baptist Camp Inc | Lane Yule | 34764 Doane Valley Rd Palomar Mountain, CA | 92060 | B | Registration of Existing Emergency Standby Diesel engine driving a generator Caterpillar, Model 3306, S/N 49S04216, 235 BHP, Model Year 1993 Original APP# APCD2014-CER-000536 | 1 | 0 | 0 | 0 | 1 | Diesel |  | 235 | 175.2395 | 2021-06-16 | 27.70 | 2021-06-16 | 27.90 | 0.2 | 35.0479 | 0.031837 | 33.3487 | -116.9216 | 1 | rooftop | 34764 | Doane Valley Rd |  |  | Palomar Mountain | CA | San Diego County | 92060 | US | San Diego Geographic Information Source - JPA
APCD2014-PTO-002071 | Active | 2014-06-05 | [34H] California Certified Emergency Standby Engine | Ajinomoto Althea Inc | Michael Naughton | 9393 Waples St San Diego, CA | 92121 | G | Emergency Engine Generator: John Deere Diesel Engine, Model 6068HF285, rated at 237 bhp, Model Year 2013, S/N PE 6068L250290, EPA Tier 3 Certified Engine, Family Number DJXL06.8120, turbocharged and aftercooled, driving a 150 KW Electrical Generator. | 1 | 0 | 0 | 0 | 1 | Diesel | 150 | 237 | 150 | 2022-01-04 | 110.70 | 2022-01-04 | 110.70 | 0 | 0 | 0 | 32.9011 | -117.1833 | 1 | rooftop | 9393 | Waples St |  |  | San Diego | CA | San Diego County | 92121 | US | San Diego Geographic Information Source - JPA
APCD2014-PTO-002072 | Active | 2014-06-06 | [34H] California Certified Emergency Standby Engine | US General Services Administration | Wayne Hughes | 720 E San Ysidro Blvd San Ysidro, CA | 92173 | O | Stationary Emergency Diesel Engine: Mitsubishi; Model S16R-Y2PTAW2-1; Serial Number 18748; 2923 bhp; Model Year 2012 EPA Certified, Tier 2, Engine Family Number CMVXL65.4BBA; Powering a 2000 kW Electrical Generator. | 1 | 0 | 0 | 0 | 1 | Diesel | 2000 | 923 | 2000 | 2022-02-02 | 94.80 | 2022-02-02 | 95.00 | 0.2 | 400 | 0.36336 | 32.5436 | -117.0293 | 1 | rooftop | 720 | E San Ysidro Blvd |  |  | San Ysidro | CA | San Diego County | 92173 | US | San Diego Geographic Information Source - JPA
APCD2014-PTO-002074 | Active | 2014-06-09 | [34H] California Certified Emergency Standby Engine | SDG&E Co | Sean C Ruiz | 9060 Friars Rd Mission San Diego, CA | 92108 | M | Stationary Emergency Diesel Engine: Cummins; Model QST30-G5 NR2; Serial Number 37259409; 1490 bhp; Model Year 2013 EPA Certified, Tier 2, Engine Family Number DCEXL030.AAD; Powering a 1000 kW Electrical Generator | 1 | 0 | 0 | 0 | 1 | Diesel | 1000 | 490 | 1000 | 2021-12-02 | 54.80 | 2021-12-02 | 60.30 | 5.5 | 5500 | 4.9962 | 32.7806 | -117.1362 | 1 | rooftop | 9060 | Friars Rd |  |  | San Diego | CA | San Diego County | 92108 | US | San Diego Geographic Information Source - JPA
APCD2014-PTO-002075 | Active | 2014-06-10 | [34H] California Certified Emergency Standby Engine | SDG&E Co | Sean C Ruiz | 9060 Friars Rd Mission San Diego, CA | 92108 | M | Stationary Emergency Diesel Engine: Cummins; Model QST30-G5 NR2; Serial Number 37259479; 1490 bhp; Model Year 2013 EPA Certified, Tier 2, Engine Family Number DCEXL030.AAD; Powering a 1000 kW Electrical Generator | 1 | 0 | 0 | 0 | 1 | Diesel | 1000 | 490 | 1000 | 2021-12-02 | 54.50 | 2021-12-02 | 59.90 | 5.4 | 5400 | 4.9053 | 32.7806 | -117.1362 | 1 | rooftop | 9060 | Friars Rd |  |  | San Diego | CA | San Diego County | 92108 | US | San Diego Geographic Information Source - JPA
APCD2014-PTO-002076 | Active | 2014-06-10 | [34H] California Certified Emergency Standby Engine | General Atomics | Vera Mitrofski | 11906 Tech Center Ct Poway, CA | 92064 | F | Emergency Engine Generator: Cummins Diesel Engine, Model QST30-G5 NR2, rated at 1490 HP, Model Year 2014, S/N 37260329, EPA Tier 2 Certified Engine, Family Number ECEXL030.AAD, Turbocharged and Aftercooled, driving a 1000 KW Electrical Generator. | 1 | 0 | 0 | 0 | 1 | Diesel | 1000 | 1490 | 1000 | 2021-09-22 | 82.20 | 2022-08-31 | 97.10 | 14.9 | 14900 | 13.5351 | 32.9337 | -117.0437 | 1 | rooftop | 11906 | Tech Center Ct |  |  | Poway | CA | San Diego County | 92064 | US | Sandoval
APCD2014-PTO-002078 | Active | 2014-06-13 | [34H] California Certified Emergency Standby Engine | G5 Global Partners IX, LLC | General Manager | Hampton Inn Mission Valley,2151 Hotel Circle South San Diego, CA | 92108 | M | Emergency standby engine: Caterpillar diesel engine, Model C6.6 ACERT (S/N: E6L00332), rated at 217 BHP, Model Year 2012, EPA Tier 3 certified Engine Family Number CPKXL06.6PJ1, driving a 125 KW generator. Equipped with turbocharger and aftercooler. | 1 | 0 | 0 | 0 | 1 | Diesel | 125 | 217 | 125 | [5 empty] | 0 | 0 | 32.7588 | -117.1814 | 1 | rooftop | 2151 | Hotel Cir S |  |  | San Diego | CA | San Diego County | 92108 | US | San Diego Geographic Information Source - JPA
APCD2014-PTO-002079 | Active | 2014-06-16 | [34H] California Certified Emergency Standby Engine | Helix Water District | Joe Campbell | 1233 Vernon Way El Cajon, CA | 92020 | L | Emergency Diesel Engine Generator: John Deere; model 6090HF484; serial number (engine) - RG6090L117060; Engine Family DJDXL09.0114; tier 3 certified; 385 bhp rated; turbocharged, charge air cooled; driving a 250 kW generator. | 1 | 0 | 0 | 0 | 1 | Diesel | 250 | 385 | 250 | [5 empty] | 0 | 0 | 32.8113 | -116.9778 | 1 | rooftop | 1233 | Vernon Way |  |  | El Cajon | CA | San Diego County | 92020 | US | San Diego Geographic Information Source - JPA
APCD2014-PTO-002081 | Active | 2014-06-24 | [34H] California Certified Emergency Standby Engine | Hydranautics | Patrick Hallenbeck, Sr. | 401 Jones Rd Oceanside, CA | 92058 | A | Emergency Engine Generator: John Deere Diesel Engine, Model 6090HF484, rated at 422 hp, Model Year 2013, S/N RG6090L116098, EPA Interim Tier 4 Certified Engine, Family Number DJXL09.0114, turbocharged, driving a 275 kw generator. | 1 | 0 | 0 | 0 | 1 | Diesel | 275 | 422 | 275 | 2021-12-31 | 91.50 | 2022-08-06 | 98.00 | 6.5 | 1787.5 | 1.6238 | 33.2132 | -117.3549 | 1 | rooftop | 401 | Jones Rd |  |  | Oceanside | CA | San Diego County | 92058 | US | San Diego Geographic Information Source - JPA
APCD2014-PTO-002083 | Active | 2014-07-07 | [34H] California Certified Emergency Standby Engine | Trillium CNG | Jason Jenkins | 1213 N Johnson Ave El Cajon, CA | 92020 | L | Emergency standby engine: Detroit Diesel/MTU diesel engine, Model 16V2000 G85 R163 8A37 (S/N: 5362010837), rated at 1495 BHP, Model Year 2013, EPA Tier 2 certified of Engine Family Number DMDDL35.G8GRR, driving a 1000 KW generator. Equipped with turbocharger and aftercooler. | 1 | 0 | 0 | 0 | 1 | Diesel | 1000 | 1495 | 1000 | 2022-01-13 | 115.70 | 2022-01-13 | 116.40 | 0.7 | 700 | 0.63588 | 32.8128 | -116.9702 | 1 | rooftop | 1213 | N Johnson Ave |  |  | El Cajon | CA | San Diego County | 92020 | US | San Diego Geographic Information Source - JPA
APCD2014-PTO-002086 | Active | 2014-07-11 | [34H] California Certified Emergency Standby Engine | Latham & Watkins, LLP | Sean Erwin | 12670 High Bluff Dr., Ste 400 San Diego, CA | 92130 | M | Emergency standby engine: John Deere diesel engine, Model 4045HF285K, S/N PE4045L247979, rated at 197 bhp, Model Year 2013, Tier 3 certified of Engine Family Number DJDXL06.8120, driving a 125 KW generator. | 1 | 0 | 0 | 0 | 1 | Diesel | 125 | 197 | 125 | 2021-12-31 | 86.30 | 2022-08-24 | 107.90 | 21.6 | 2700 | 2.4527 | 32.9482 | -117.2415 | 1 | rooftop | 12670 | High Bluff Dr | Ste | 400 | San Diego | CA | San Diego County | 92130 | US | San Diego Geographic Information Source - JPA
APCD2014-PTO-002088 | Active | 2014-07-14 | [34H] California Certified Emergency Standby Engine | Padre Dam Municipal Water District | John Tackett | 14695 Rios Canyon Rd El Cajon, CA | 92021 | L | Emergency Engine Generator: Caterpillar Diesel Engine, Model C-15, rated at 546 bhp, Model Year 2012, S/N FTE01124, EPA Tier 3 Certified Engine, Family Number CCPXL15.2NYS, turbocharged and aftercooled, driving a 350 KW Electrical Generator. | 1 | 0 | 0 | 0 | 1 | Diesel | 350 | 546 | 350 | 2021-11-08 | 85.10 | 2021-11-08 | 92.80 | 7.7 | 2695 | 2.4481 | 32.8321 | -116.8612 | 1 | rooftop | 14695 | Rios Canyon Rd |  |  | El Cajon | CA | San Diego County | 92021 | US | San Diego Geographic Information Source - JPA
APCD2014-PTO-002089 | Active | 2014-07-14 | [34H] California Certified Emergency Standby Engine | UC San Diego Health System - Thornton | Jason Peterson | 9300 Campus Point Drive La Jolla, CA | 92037 | I | Emergency standby engine: Caterpillar diesel engine, Model 3516C, S/N DD500186, rated at 3634 bhp, Model Year 2012, Tier 2 certified of Engine Family Number CCPXL78.1NZS, driving a 2710 KW generator. | 1 | 0 | 0 | 0 | 1 | Diesel | 710 | 3634 | 710 | 2021-08-27 | 128.80 | 2021-08-27 | 140.60 | 11.8 | 8378 | 7.6105 | 32.8752 | -117.2232 | 1 | rooftop | 9300 | Campus Point Dr |  |  | LA Jolla | CA | San Diego County | 92037 | US | San Diego Geographic Information Source - JPA
APCD2014-PTO-002090 | Active | 2014-07-14 | [34H] California Certified Emergency Standby Engine | UC San Diego Health System - Thornton | Jason Peterson | 9300 Campus Point Drive La Jolla, CA | 92037 | I | Emergency standby engine: Caterpillar diesel engine, Model 3516C, S/N DD500187, rated at 3634 bhp, Model Year 2012, Tier 2 certified of Engine Family Number CCPXL78.1NZS, driving a 2710 KW generator. | 1 | 0 | 0 | 0 | 1 | Diesel | 710 | 3634 | 710 | 2021-08-27 | 127.20 | 2021-08-27 | 139.30 | 12.1 | 8591 | 7.804 | 32.8752 | -117.2232 | 1 | rooftop | 9300 | Campus Point Dr |  |  | LA Jolla | CA | San Diego County | 92037 | US | San Diego Geographic Information Source - JPA
APCD2014-PTO-002091 | Active | 2014-07-14 | [34H] California Certified Emergency Standby Engine | UC San Diego Health System - Thornton | Jason Peterson | 9300 Campus Point Drive La Jolla, CA | 92037 | I | Emergency standby engine: Caterpillar diesel engine, Model 3516C, S/N DD500184, rated at 3634 bhp, Model Year 2012, Tier 2 certified of Engine Family Number CCPXL78.1NZS, driving a 2710 KW generator. | 1 | 0 | 0 | 0 | 1 | Diesel | 710 | 3634 | 710 | 2021-08-27 | 135.00 | 2021-08-27 | 143.00 | 8 | 5680 | 5.1597 | 32.8752 | -117.2232 | 1 | rooftop | 9300 | Campus Point Dr |  |  | LA Jolla | CA | San Diego County | 92037 | US | San Diego Geographic Information Source - JPA
APCD2014-PTO-002092 | Active | 2014-07-14 | [34H] California Certified Emergency Standby Engine | UC San Diego Health System - Thornton | Jason Peterson | 9300 Campus Point Drive La Jolla, CA | 92037 | I | Emergency standby engine: Caterpillar diesel engine, Model 3516C, S/N DD500188, rated at 3634 bhp, Model Year 2012, Tier 2 certified of Engine Family Number CCPXL78.1NZS, driving a 2710 KW generator. | 1 | 0 | 0 | 0 | 1 | Diesel | 710 | 3634 | 710 | 2021-08-27 | 125.00 | 2021-08-27 | 132.60 | 7.6 | 5396 | 4.9017 | 32.8752 | -117.2232 | 1 | rooftop | 9300 | Campus Point Dr |  |  | LA Jolla | CA | San Diego County | 92037 | US | San Diego Geographic Information Source - JPA
APCD2014-PTO-002093 | Active | 2014-07-14 | [34H] California Certified Emergency Standby Engine | Pine Valley Sheriff Substation | James Stiltner | 28696 Old Hwy 80 Pine Valley, CA | 91962 | R | Emergency standby engine: John Deere diesel engine, Model 6068HFG82 (S/N: PE6068L925399), rated at 284 BHP, Model Year 2013, EPA Tier 3 certified Engine Family Number DJDXL06.8120, driving a 185 KW generator. Equipped with turbocharger and aftercooler. | 1 | 0 | 0 | 0 | 1 | Diesel | 185 | 284 | 185 | 2021-06-01 | 372.70 | 2022-03-09 | 387.20 | 14.5 | 2682.5 | 2.4368 | 32.8257 | -116.5314 | 1 | rooftop | 28696 | Old Highway 80 |  |  | Pine Valley | CA | San Diego County | 91962 | US | San Diego Geographic Information Source - JPA
APCD2014-PTO-002094 | Active | 2014-07-14 | [34H] California Certified Emergency Standby Engine | Padre Dam Municipal Water District | John Tackett | 15095 Olde Hwy 80 El Cajon, CA | 92021 | L | Emergency Engine Generator: Caterpillar Diesel Engine, Model C-32, rated at 1474 bhp, Model Year 2012, S/N PRH03005, EPA Tier 2 Certified Engine, Family Number CCPXL32.0NZS, turbocharged and aftercooled driving a 1000 KW Electrical Generator. | 1 | 0 | 0 | 0 | 1 | Diesel | 1000 | 1474 | 1000 | 2021-11-08 | 108.50 | 2021-11-08 | 120.00 | 11.5 | 11500 | 10.4465 | 32.8542 | -116.8512 | 1 | rooftop | 15095 | Olde Highway 80 |  |  | El Cajon | CA | San Diego County | 92021 | US | San Diego Geographic Information Source - JPA
APCD2014-PTO-002100 | Active | 2014-07-15 | [34H] California Certified Emergency Standby Engine | City of Solana Beach | Dan Goldberg | 635 South Highway 101 Solana Beach, CA | 92075 | E | Emergency standby engine: Caterpillar / Perkins diesel engine, Model C4.4, S/N CAT00C44CD4B02782, rated at 130 bhp, Model Year 2013, Tier 3 certified of Engine Family Number CPKXL04.4NJ1, driving an 80 KW generator. | 1 | 0 | 0 | 0 | 1 | Diesel | 80 | 130 | 80 | [5 empty] | 0 | 0 | 32.9836 | -117.2705 | 0.7 | rooftop | 635 | Old Highway 101 |  |  | Solana Beach | CA | San Diego County | 92075 | US | San Diego Geographic Information Source - JPA
APCD2014-PTO-002105 | Active | 2014-07-18 | [34C] Emergency Standby Engine | Ralph's Grocery Store#175 | Melissa Pena | 7140 Avenida Encinas Carlsbad, CA | 92010 | C | Emergency natural gas engine: Ford, Model WSG1068, Model Year 2006, 113 BHP, S/N 06QS61624; equipped with a catalytic converter, Nett Technologies, TC series. | 0 | 0 | 1 | 0 | 1 | Natural Gas |  | 113 | 84.2641 | 2022-03-02 | 60.70 | 2022-03-02 | 61.70 | 1 | 84.2641 | 0.061197 | 33.101 | -117.3106 | 1 | rooftop | 7140 | Avenida Encinas |  |  | Carlsbad | CA | San Diego County | 92011 | US | San Diego Geographic Information Source - JPA
APCD2014-PTO-002106 | Active | 2014-07-18 | [34H] California Certified Emergency Standby Engine | Delta Design | Alastair Harwell | 12367 Crosthwaite Circle Poway, CA | 92064 | F | Emergency standby engine: John Deere diesel engine, Model 6068HF285 (S/N: PE6068L081917) , rated at 237 BHP, Model Year 2009, EPA Tier 3 certified Engine Family Number 9JDXL06.8104, driving a 150 KW generator. Equipped with turbocharger and aftercooler. | 1 | 0 | 0 | 0 | 1 | Diesel | 150 | 237 | 150 | 2021-08-04 | 102.00 | 2022-08-04 | 103.90 | 1.9 | 285 | 0.25889 | 32.9418 | -117.04 | 1 | range_interpolation | 12367 | Crosthwaite Cir |  |  | Poway | CA | San Diego County | 92064 | US | TIGER/LineÂ® dataset from the US Census Bureau
APCD2014-PTO-002107 | Active | 2014-07-18 | [34H] California Certified Emergency Standby Engine | Valley Center Municipal Water District | Roy Rutherford | 10562 1/2 Camino Del Venado Valley Center, CA | 92082 | B | Emergency standby engine: John Deere diesel engine, Model 6068HFG82 (S/N: PE6068L911666), rated at 284 BHP, Model Year 2013, EPA Tier 3 certified Engine Family Number DJDXL06.8120, driving a 180 KW generator. Equipped with turbocharger and aftercooler. | 1 | 0 | 0 | 0 | 1 | Diesel | 180 | 284 | 180 | 2022-05-09 | 46.30 | 2022-05-09 | 47.30 | 1 | 180 | 0.16351 | 33.3143 | -117.1079 | 1 | rooftop | 10562.5 | Camino Del Venado |  |  | Valley Center | CA | San Diego County | 92082 | US | San Diego Geographic Information Source - JPA
APCD2014-PTO-002108 | Active | 2014-07-21 | [34H] California Certified Emergency Standby Engine | City of San Diego, PUD Water Branch | Eric Jimerson | 8002 Mission Gorge Rd San Diego, CA | 92120 | J | Emergency Engine Generator: Caterpillar Diesel Engine, Model C27ATAAC, rated at 1093 bhp, Model Year 2013, S/N ZRS00372, EPA Interim Tier 4 Certified Engine, Family Number DCPXL27. 0HYA, Turbocharged and Aftercooled, driving a 725 KW Electrical Generator. | 1 | 0 | 0 | 0 | 1 | Diesel | 725 | 1093 | 725 | 2022-01-01 | 106.60 | 2022-01-01 | 110.50 | 3.9 | 2827.5 | 2.5685 | 32.816 | -117.0651 | 1 | rooftop | 8002 | Mission Gorge Rd |  |  | San Diego | CA | San Diego County | 92120 | US | San Diego Geographic Information Source - JPA
APCD2014-PTO-002116 | Active | 2014-07-30 | [34H] California Certified Emergency Standby Engine | Four Points by Sheraton | Luz Burni | 8110 Aero Dr San Diego, CA | 92123 | J | Emergency standby engine: MTU diesel engine, Model 6R1600G70S (S/N: 16301002080), rated at 418 BHP, Model Year 2013, EPA Tier 3 certified of Engine Family Number DMDDL14.0ZWK, driving a 275 KW generator. Equipped with turbocharger and aftercooler. | 1 | 0 | 0 | 0 | 1 | Diesel | 275 | 418 | 275 | 2021-12-22 | 38.10 | 2022-07-06 | 47.30 | 9.2 | 2530 | 2.2982 | 32.8146 | -117.1412 | 1 | rooftop | 8110 | Aero Dr |  |  | San Diego | CA | San Diego County | 92123 | US | San Diego Geographic Information Source - JPA
APCD2014-PTO-002119 | Active | 2014-08-07 | [34H] California Certified Emergency Standby Engine | City of Carlsbad | Jesse Castaneda | 2359 Carlsbad Blvd Carlsbad, CA | 92008 | C | Emergency standby engine: John Deere diesel engine, Model 4045HF285H, S/N PE4045L240876, rated at 133 bhp, Model Year 2013, Tier 3 certified of Engine Family Number DJDXL04.5119, driving a 77 KW generator. | 1 | 0 | 0 | 0 | 1 | Diesel | 77 | 133 | 77 | 2021-12-08 | 67.00 | 2022-08-19 | 85.80 | 18.8 | 1447.6 | 1.315 | 33.1666 | -117.3552 | 1 | range_interpolation | 2359 | Carlsbad Blvd |  |  | Carlsbad | CA | San Diego County | 92008 | US | TIGER/LineÂ® dataset from the US Census Bureau
APCD2014-PTO-002120 | Active | 2014-08-08 | [34H] California Certified Emergency Standby Engine | MTS South Bay Division | Facility Manager | 3650 Main St #A Chula Vista, CA | 91911 | R | Emergency standby engine: fueled with natural gas, Make General Motors, Model Vortec 5.7L, S/N 29532, rated at 158 bhp, EPA certified for spark ignited engines of family number EPSIB5.70EMT, driving a 100 KW generator. | 0 | 0 | 1 | 0 | 1 | Natural Gas | 100 | 158 | 100 | 2021-12-13 | 61.60 | 2021-12-13 | 71.20 | 9.6 | 960 | 0.69721 | 32.5965 | -117.0545 | 1 | rooftop | 3650 | Main St | # | A | Chula Vista | CA | San Diego County | 91911 | US | San Diego Geographic Information Source - JPA
APCD2014-PTO-002133 | Active | 2014-08-15 | [34C] Emergency Standby Engine | Ralphs Grocery Co #105 | Sherri Walters | 10525 4S Commons Drive San Diego, CA | 92127 | F | Emergency standby engine: Ford natural gas engine, Model WSG1068 (S/N 06WS54796), rated at 112.4 BHP, Model Year 2006, driving a 60 KW generator. Equipped with a Nett Technologies Inc. P/N: TG102 x 2W-2.0" (S/N: T15-2983) catalytic converter. | 0 | 0 | 1 | 0 | 1 | Natural Gas | 60 | 1124 | 60 | 2022-01-18 | 88.80 | 2022-01-18 | 89.30 | 0.5 | 30 | 0.021788 | 33.0193 | -117.1115 | 0.89 | nearest_rooftop_match | 10531 | 4s Commons Dr |  |  | San Diego | CA | San Diego County | 92127 | US | San Diego Geographic Information Source - JPA
APCD2014-PTO-002134 | Active | 2014-08-15 | [34W] Registered Engine (Rule 12) | Hyder Property Management | Terri Buchwald | 434 F Street Chula Vista, CA | 91910 | Q | Registration of Existing Standby Emergency Diesel Engine Cummins, Model 150 DGFA, S/N 45823423, Model Year 1999, 277 BHP Original APP# APCD2014-CER-000573 | 1 | 0 | 0 | 0 | 1 | Diesel |  | 277 | 206.5589 | 2021-08-16 | 402.60 | 2022-06-27 | 439.70 | 37.1 | 7663.3352 | 6.9613 | 32.6396 | -117.0853 | 1 | range_interpolation | 434 | F St |  |  | Chula Vista | CA | San Diego County | 91910 | US | TIGER/LineÂ® dataset from the US Census Bureau
APCD2014-PTO-002147 | Active | 2014-09-10 | [34H] California Certified Emergency Standby Engine | Lowe's, HIW, Inc | Tony Elias | 13750 Poway Rd Poway, CA | 92064 | F | Emergency standby engine: John Deere, 538 BHP diesel engine, Model 6135HF485 (S/N RG6135L028587), Model Year 2014, EPA Tier 3 certified of Engine Family Number EJDXL13.5103, driving a 350 KW generator. Equipped with turbocharger and aftercooler. | 1 | 0 | 0 | 0 | 1 | Diesel | 350 | 538 | 350 | 2022-04-20 | 111.00 | 2022-04-20 | 113.70 | 2.7 | 945 | 0.85843 | 32.9577 | -117.0334 | 1 | rooftop | 13750 | Poway Rd |  |  | Poway | CA | San Diego County | 92064 | US | San Diego Geographic Information Source - JPA
APCD2014-PTO-002159 | Active | 2014-09-22 | [34H] California Certified Emergency Standby Engine | County of San Diego Sheriffs Station | James Stiltner | 1745 N Marshall Ave El Cajon, CA | 92020 | L | Emergency standby diesel engine: John Deere Model 6090HF484 (S/N: RG6090L118850), rated at 385 BHP, Model Year 2014, EPA Tier 3 certified Engine Family Number EJDXL09.0114, driving a 250 KW generator. Equipped with turbocharger and aftercooler. | 1 | 0 | 0 | 0 | 1 | Diesel | 250 | 385 | 250 | 2021-12-13 | 67.10 | 2021-12-13 | 99.50 | 32.4 | 8100 | 7.358 | 32.8183 | -116.9757 | 1 | range_interpolation | 1745 | N Marshall Ave |  |  | El Cajon | CA | San Diego County | 92020 | US | TIGER/LineÂ® dataset from the US Census Bureau
APCD2014-PTO-002160 | Active | 2014-09-22 | [34H] California Certified Emergency Standby Engine | MTS South Bay Division | Facility Manager | 3650 Main St #A Chula Vista, CA | 91911 | R | Emergency standby engine: fueled with natural gas, Make Power Solutions International, Model D111L, S/N EE10H302722, rated at 302 bhp, EPA certified for spark ignited engines of family number DPWRB11.1NGP, driving a 200 KW generator. | 0 | 0 | 1 | 0 | 1 | Natural Gas | 200 | 302 | 200 | 2021-12-13 | 48.90 | 2021-12-13 | 56.80 | 7.9 | 1580 | 1.1475 | 32.5965 | -117.0545 | 1 | rooftop | 3650 | Main St | # | A | Chula Vista | CA | San Diego County | 91911 | US | San Diego Geographic Information Source - JPA
APCD2014-PTO-002161 | Active | 2014-09-23 | [34H] California Certified Emergency Standby Engine | USMC Base Public Utilities U18 | Air Quality Section | Tributary Area Pump Sta 12, 62 Camp Pendleton, | 92055 | A | Emergency standby engine: Cummins diesel engine, Model QSK23-G7 NR2 (S/N: 00325836), rated at 1220 BHP, Model Year 2013, EPA Tier 2 certified Engine Family Number DCEXL023.AAB, driving a 600 KW generator. Equipped with turbocharger and aftercooler. (TAPS 12) | 1 | 0 | 0 | 0 | 1 | Diesel | 600 | 1220 | 600 | [5 empty] | 0 | 0 | 33.3877 | -117.4448 | 1 | place |  |  |  |  | Camp Pendleton | CA | San Diego County | 92055 | US | TIGER/LineÂ® dataset from the US Census Bureau
APCD2014-PTO-002162 | Active | 2014-09-23 | [34H] California Certified Emergency Standby Engine | USN Hospital 2 PWC | Brian Lengel | Navy Hospital San Diego, CA | 92134 | N | Emergency standby diesel engine: Cummins Model QSB5-G3-NR3 (S/N: 73492357), rated at 145 BHP, Model Year 2013, EPA Tier 3 certified Engine Family Number DCEXL0275AAG, driving a 80 KW generator. Equipped with turbocharger. | 1 | 0 | 0 | 0 | 1 | Diesel | 80 | 145 | 80 | [5 empty] | 0 | 0 | 32.7241 | -117.1709 | 1 | place |  |  |  |  | San Diego | CA | San Diego County | 92101 | US | TIGER/LineÂ® dataset from the US Census Bureau
APCD2014-PTO-002183 | Active | 2014-10-03 | [34H] California Certified Emergency Standby Engine | USMC Base Public Utilities U15 | Air Quality Section | NRTTP Sewage Treatment Plant Camp Pendleton, CA | 92055 | A | Emergency standby engine: Cummins diesel engine, Model QSK60-G6 NR2 (S/N: 33197514), rated at 2922 BHP, Model Year 2012, EPA Tier 2 certified of Engine Family Number DCEXL060.AAD, driving a 2000 KW generator. Equipped with turbocharger and aftercooler. (Building 5278) | 1 | 0 | 0 | 0 | 1 | Diesel | 2000 | 2922 | 2000 | [5 empty] | 0 | 0 | 33.3877 | -117.4448 | 1 | place |  |  |  |  | Camp Pendleton | CA | San Diego County | 92055 | US | TIGER/LineÂ® dataset from the US Census Bureau
APCD2014-PTO-002187 | Active | 2014-10-15 | [34H] California Certified Emergency Standby Engine | Costco Wholesale Corp | Noe Betancourt | 1001 W 19th Street National City, CA | 91950 | Q | Emergency Diesel Engine: Cummins, Model QSB5-G3-NR3, 145 BHP, turbocharged, aftercooled, S/N 73594110, Model Year 2013, Tier 3 Certified, Engine Family No. DCEXL0275AAG. | 1 | 0 | 0 | 0 | 1 | Diesel |  | 145 | 108.1265 | [5 empty] | 0 | 0 | 32.6646 | -117.1141 | 1 | rooftop | 1001 | W 19th St |  |  | National City | CA | San Diego County | 91950 | US | San Diego Geographic Information Source - JPA
APCD2014-PTO-002190 | Active | 2014-10-17 | [34H] California Certified Emergency Standby Engine | Scripps Memorial Hospital La Jolla | Bob Bullock | 9888 Genesee Ave La Jolla, CA | 92037 | I | Emergency standby engine: MTU diesel engine, Model 20V 4000 G43 (S/N: 528102257), rated at 3675 BHP, Model Year 2011, EPA Tier 2 certified, Engine Family Number BMDDL95.4XTR, driving a 2500 KW generator. Equipped with turbocharger and aftercooler. | 1 | 0 | 0 | 0 | 1 | Diesel | 500 | 3675 | 500 | 2021-08-06 | 118.70 | 2021-08-06 | 128.30 | 9.6 | 4800 | 4.3603 | 32.8852 | -117.2251 | 1 | rooftop | 9888 | Genesee Ave |  |  | LA Jolla | CA | San Diego County | 92037 | US | San Diego Geographic Information Source - JPA
APCD2014-PTO-002191 | Active | 2014-10-17 | [34H] California Certified Emergency Standby Engine | Scripps Memorial Hospital La Jolla | Bob Bullock | 9888 Genesee Ave La Jolla, CA | 92037 | I | Emergency standby engine: MTU diesel engine, Model 20V4000G43 (S/N: 5282010109), rated at 3675 BHP, Model Year 2012, EPA Tier 2 certified, Engine Family Number CMDDL95.4XTR, driving a 2500 KW generator. Equipped with turbocharger and aftercooler. | 1 | 0 | 0 | 0 | 1 | Diesel | 500 | 3675 | 500 | 2021-08-06 | 126.60 | 2021-08-06 | 132.80 | 6.2 | 3100 | 2.816 | 32.8852 | -117.2251 | 1 | rooftop | 9888 | Genesee Ave |  |  | LA Jolla | CA | San Diego County | 92037 | US | San Diego Geographic Information Source - JPA
APCD2014-PTO-002201 | Active | 2014-11-03 | [34H] California Certified Emergency Standby Engine | San Elijo Joint Powers Authority | Michael Thornton | 2695 Manchester Ave Cardiff by the Sea, CA | 92007 | E | Emergency standby engine: Cummins diesel engine, Model QSK23-G7-NR2, S/N 00326883, rated at 1220 bhp, Model Year 2014, Tier 2 certified of Engine Family Number ECEXL023.AAB, driving an 800 KW generator. | 1 | 0 | 0 | 0 | 1 | Diesel | 800 | 1220 | 800 | [5 empty] | 0 | 0 | 33.0157 | -117.2736 | 1 | rooftop | 2695 | Manchester Ave |  |  | Cardiff By The Sea | CA | San Diego County | 92007 | US | San Diego Geographic Information Source - JPA
APCD2014-PTO-002202 | Active | 2014-11-05 | [34H] California Certified Emergency Standby Engine | Accriva Diagnostics | Mark Strucich | 6260 Sequence Dirve San Diego, CA | 92121 | G | Emergency Engine Generator: John Deere Diesel Engine, Model 6090HF484, rated at 385 bhp, Model Year 2014, S/N RG6090L119144, EPA Tier 3 Certified Engine , Family Number EJDXL090114, Turbocharged, driving a 250 kw Electrical Generator. | 1 | 0 | 0 | 0 | 1 | Diesel | 250 | 385 | 250 | 2021-11-02 | 43.50 | 2022-02-04 | 121.40 | 77.9 | 19475 | 17.691 | 32.9036 | -117.1858 | 1 | rooftop | 6260 | Sequence Dr |  |  | San Diego | CA | San Diego County | 92121 | US | San Diego Geographic Information Source - JPA
APCD2014-PTO-002204 | Active | 2014-11-10 | [34H] California Certified Emergency Standby Engine | US Border Protection Air & Marine |  | 15430 Campo Rd Jamul, CA | 91935 | R | Emergency standby engine: Cummins diesel engine, Model 6BTA5.9-G4 (S/N: 21726828), rated at 170 BHP, Model Year 2006, EPA Tier 2 certified of Engine Family Number 6CEXL0359AAF, driving a 80 KW generator. Equipped with turbocharger and aftercooler. | 1 | 0 | 0 | 0 | 1 | Diesel | 80 | 170 | 80 | 2021-06-22 | 403.10 | 2022-06-08 | 438.20 | 35.1 | 2808 | 2.5508 | 32.6582 | -116.8086 | 1 | range_interpolation | 15430 | Campo Rd |  |  | Jamul | CA | San Diego County | 91935 | US | TIGER/LineÂ® dataset from the US Census Bureau
APCD2014-PTO-002219 | Active | 2014-11-14 | [34W] Registered Engine (Rule 12) | Palomar Baptist Camp Inc | Lane Yule | 34764 Doane Valley Rd Palomar Mountain, CA | 92060 | B | Registration of Existing Standby Diesel Engine Caterpillar, Model 2306, S/N 49S00800, 134 BHP, Model Year 1984 Original APP# APCD2014-CER-000594 | 1 | 0 | 0 | 0 | 1 | Diesel |  | 134 | 99.9238 | 2021-06-16 | 30.80 | 2021-06-16 | 30.80 | 0 | 0 | 0 | 33.3487 | -116.9216 | 1 | rooftop | 34764 | Doane Valley Rd |  |  | Palomar Mountain | CA | San Diego County | 92060 | US | San Diego Geographic Information Source - JPA
APCD2014-PTO-002221 | Active | 2014-11-17 | [34H] California Certified Emergency Standby Engine | Cobham Advanced Electronic Solutions Inc. | Ricardo Rubalcava | 9404 Chesapeake Drive San Diego, CA | 92123 | J | Emergency Engine Generator: John Deere Diesel Engine, Model 6068HF285, rated at 237 bhp, Model Year 2013, S/N PE6068L25000, EPA Tier 3 Certified Engine, Family Number DJXL06.8120, turbocharged and aftercooled driving a 150 KW generator. | 1 | 0 | 0 | 0 | 1 | Diesel | 150 | 237 | 150 | [5 empty] | 0 | 0 | 32.8384 | -117.1253 | 1 | rooftop | 9404 | Chesapeake Dr |  |  | San Diego | CA | San Diego County | 92123 | US | San Diego Geographic Information Source - JPA
APCD2014-PTO-002223 | Active | 2014-11-20 | [34H] California Certified Emergency Standby Engine | EdgeConneX | Marie Hand-Carullo | 5761 Copley Drive San Diego, CA | 92111 | M | Emergency Engine Generator: MTU Onsite Energy Diesel Engine, Model 12V1600G80S, rated at 896 bhp, Model Year 2014, S/N 16701004076, EPA Tier 2 Certified Engine, Family Number EMDDL21.0ZWR.004, turbocharged and aftercooled, equipped with a verified GTE Industries, Model GTE Purity, Diesel Particulate Filer System, Engine drives a 600 kw Electrical Generator. | 1 | 0 | 0 | 0 | 1 | Diesel | 600 | 896 | 600 | [5 empty] | 0 | 0 | 32.8419 | -117.1693 | 1 | rooftop | 5761 | Copley Dr |  |  | San Diego | CA | San Diego County | 92111 | US | San Diego Geographic Information Source - JPA
APCD2014-PTO-002224 | Active | 2014-11-20 | [34H] California Certified Emergency Standby Engine | Verogen Inc | Scott Arnold | 11111 Flintkote Avenue San Diego, CA | 92121 | G | Emergency standby engine: fueled with natural gas, Make General Motors, Model Vortec 5.7L, S/N 39001047, rated at 105 bhp, EPA certified for spark ignited engines of family number EPSIB5.702ED, equipped with DCL Mine X three-way catalyst, Model 3-DC45 MD, driving a 60 KW generator. | 0 | 0 | 1 | 0 | 1 | Natural Gas | 60 | 105 | 60 | 2021-09-10 | 105.70 | 2021-09-10 | 210.30 | 104.6 | 6276 | 4.558 | 32.9043 | -117.2313 | 1 | rooftop | 11111 | Flintkote Ave |  |  | San Diego | CA | San Diego County | 92121 | US | San Diego Geographic Information Source - JPA
APCD2014-PTO-002225 | Active | 2014-11-20 | [34H] California Certified Emergency Standby Engine | University City Village LP | Carl Gustafson | 6112 Gullstrand St San Diego, CA | 92122 | H | Emergency standby engine: fueled with natural gas, Make Cummins, Model WSG-1068, S/N F140694067, rated at 131.6 bhp, EPA certified for spark ignited engines of family number ECEXB06.8GDB, driving a 60 KW generator. | 0 | 0 | 1 | 0 | 1 | Natural Gas | 60 | 1316 | 60 | 2021-12-31 | 83.00 | 2022-09-07 | 99.50 | 16.5 | 990 | 0.71899 | 32.8494 | -117.1917 | 1 | rooftop | 6112 | Gullstrand St |  |  | San Diego | CA | San Diego County | 92122 | US | San Diego Geographic Information Source - JPA
APCD2014-PTO-002226 | Active | 2014-11-21 | [34H] California Certified Emergency Standby Engine | Dexcom, Inc. | EHS Manager | 5985 Pacific Center Blvd San Diego, CA | 92121 | G | Emergency Diesel Engine Generator: John Deere, Model 6135HF485, 755 BHP, S/N RG6135L035011, Engine Family JJDXL13.5103, Tier 3 certified; driving a 400-kW emergency electrical generator. | 1 | 0 | 0 | 0 | 1 | Diesel | 400 | 755 | 400 | 2021-12-14 | 11.40 | 2021-12-14 | 17.50 | 6.1 | 2440 | 2.2165 | 32.9079 | -117.1877 | 1 | rooftop | 5985 | Pacific Center Blvd |  |  | San Diego | CA | San Diego County | 92121 | US | San Diego Geographic Information Source - JPA
APCD2014-PTO-002227 | Active | 2014-11-21 | [34H] California Certified Emergency Standby Engine | New Cingular Wireless PCS, LLC dba AT&T Mobility | Cyndi Thrift | 31075 A Highway 94 Campo, CA | 91906 | R | Emergency standby engine: Generac diesel engine, Model D3400T-Gen1 (S/N: TP9X00130), rated at 85 BHP, Model Year 2013, EPA Tier 3 certified Engine Family Number DKMCL3.41D43, driving a 50 KW generator. Equipped with turbocharger and aftercooler. | 1 | 0 | 0 | 0 | 1 | Diesel | 50 | 85 | 50 | 2022-05-16 | 424.40 | 2022-05-16 | 427.60 | 3.2 | 160 | 0.14534 | 32.6255 | -116.4748 | 0.9 | range_interpolation | 31075 | Hwy 94 |  |  | Campo | CA | San Diego County | 91906 | US | TIGER/LineÂ® dataset from the US Census Bureau
APCD2014-PTO-002228 | Active | 2014-11-21 | [34H] California Certified Emergency Standby Engine | New Cingular Wireless PCS, LLC dba AT&T Mobility | Cyndi Thrift | Area 53 - Horno Ridge Road Camp Pendleton, CA | 92055 | A | Emergency standby engine: Kukje Machinery Co, LTD diesel engine, Model D3400T-Gen1 (S/N: TP9W00453), rated at 85 BHP, Model Year 2012, EPA Tier 3 certified Engine Family Number CKMCL3.41D43, driving a 50 KW generator. | 1 | 0 | 0 | 0 | 1 | Diesel | 50 | 85 | 50 | 2021-05-05 | 67.00 | 2021-05-05 | 69.80 | 2.8 | 140 | 0.12718 | 33.3877 | -117.4448 | 0.5 | place |  |  |  |  | Camp Pendleton | CA | San Diego County | 92055 | US | TIGER/LineÂ® dataset from the US Census Bureau
APCD2014-PTO-002233 | Active | 2014-12-03 | [34H] California Certified Emergency Standby Engine | Sea World San Diego | Steve Melanese | 500 Sea World Dr San Diego, CA | 92109 | I | Emergency Engine Generator: John Deere Diesel Engine, Model 6090HF484, rated at 385 bhp, Model Year 2013, S/N RG6090L119084, EPA Tier 3 Certified Engine, Family Number DJDX09.0114, turbocharged, driving a 250 KW Electrical Generator. | 1 | 0 | 0 | 0 | 1 | Diesel | 250 | 385 | 250 | [5 empty] | 0 | 0 | 32.7611 | -117.2219 | 1 | range_interpolation | 500 | Sea World Dr |  |  | San Diego | CA | San Diego County | 92109 | US | TIGER/LineÂ® dataset from the US Census Bureau
APCD2014-PTO-002234 | Active | 2014-12-03 | [34H] California Certified Emergency Standby Engine | California Transplant Services Inc | Marc Pablo | 5845 Owens Avenue Carlsbad, CA | 92008 | C | Emergency standby engine: Cummins diesel engine, Model QSB7-G6 (S/N: 73285205), rated at 314 BHP, Model Year 2013, EPA Tier 4i certified Engine Family Number BCEXL06.7AAF, driving a Generator Power 194KW generator. Equipped with turbocharger, aftercooler, oxidation catalyst, and OEM diesel particulate filter. | 1 | 0 | 0 | 0 | 1 | Diesel | 194 | 314 | 194 | 2022-01-01 | 149.60 | 2022-01-01 | 150.10 | 0.5 | 97 | 0.088114 | 33.1216 | -117.2821 | 1 | rooftop | 5845 | Owens Ave |  |  | Carlsbad | CA | San Diego County | 92008 | US | San Diego Geographic Information Source - JPA
APCD2014-PTO-002236 | Active | 2014-12-11 | [34H] California Certified Emergency Standby Engine | WAXIE Sanitary Supply | Eric Cohen | 9353 Waxie Way San Diego, CA | 92123 | J | Emergency standby engine: Generac diesel engine, Model D3400T-Gen1 (S/N: TP9X00056), rated at 85 BHP, Model Year 2013, EPA Tier 3 certified of Engine Family Number DKMCL3.41D43, driving a 50 KW generator. Equipped with turbocharger and aftercooler. | 1 | 0 | 0 | 0 | 1 | Diesel | 50 | 85 | 50 | 2022-01-01 | 119.10 | 2022-01-01 | 130.60 | 11.5 | 575 | 0.52233 | 32.8396 | -117.1262 | 1 | rooftop | 9353 | Waxie Way |  |  | San Diego | CA | San Diego County | 92123 | US | San Diego Geographic Information Source - JPA
APCD2014-PTO-002237 | Active | 2014-12-11 | [34H] California Certified Emergency Standby Engine | CHP Rainbow Commercial Vehicle Enforcement | Sergeant Bill Kenny | 1796 Rainbow Valley Blvd West Fallbrook, CA | 92028 | A | Emergency standby engine: Make Generac/Ford, Model 6.8 GLPN-50, S/N E172A 210714 2020264, rated at 86 bhp, fueled with propane gas, EPA certified for spark ignited engines of family number EGNXB06.82L6, driving a 50 KW generator. | 0 | 0 | 0 | 1 | 1 | Propane | 50 | 86 | 50 | [5 empty] | 0 | 0 | 33.4096 | -117.1519 | 0.95 | range_interpolation | 1796 | Rainbow Valley Blvd |  |  | Fallbrook | CA | San Diego County | 92028 | US | TIGER/LineÂ® dataset from the US Census Bureau
APCD2014-PTO-002240 | Active | 2014-12-16 | [34H] California Certified Emergency Standby Engine | UCSD | Valerie Fanning | 9500 Gilman Dr Dept 0089,ECUP #4 La Jolla, CA | 92093 | I | Emergency Diesel Engine Generator: Caterpillar; model 3512C; serial number CT200190; Engine Family ECPXL78.1NZS; tier 2 certified; 2206 bhp rated; turbocharged with charge air cooler; driving a 1500 kW generator | 1 | 0 | 0 | 0 | 1 | Diesel | 500 | 206 | 500 | 2021-06-22 | 137.40 | 2022-07-22 | 179.20 | 41.8 | 20900 | 18.9854 | 32.8758 | -117.2396 | 1 | rooftop | 9500 | Gilman Dr | Dept | 4 | LA Jolla | CA | San Diego County | 92093 | US | San Diego Geographic Information Source - JPA
APCD2014-PTO-002241 | Active | 2014-12-16 | [34H] California Certified Emergency Standby Engine | UCSD | Valerie Fanning | 9500 Gilman Dr Dept 0089,ECUP #3 La Jolla, CA | 92093 | I | Emergency Diesel Engine Generator: Caterpillar; model 3512C; serial number CT200188; Engine Family ECPXL78.1NZS; tier 2 certified; 2206 bhp rated; turbocharged with charge air cooler; driving a 1500 kW generator | 1 | 0 | 0 | 0 | 1 | Diesel | 500 | 206 | 500 | 2021-06-22 | 145.60 | 2022-07-22 | 186.50 | 40.9 | 20450 | 18.5766 | 32.8758 | -117.2396 | 1 | rooftop | 9500 | Gilman Dr | Dept | 3 | LA Jolla | CA | San Diego County | 92093 | US | San Diego Geographic Information Source - JPA
APCD2014-PTO-002243 | Active | 2014-12-22 | [34H] California Certified Emergency Standby Engine | General Atomics | Vera Mitrofski | 3550 General Atomics Court San Diego, CA | 92121 | G | Emergency standby engine: John Deere diesel engine, Model 6068HFG85 (S/N: PE6068L955145), rated at 315 BHP, Model Year 2014, EPA Tier 3 certified of Engine Family Number EJDXL3.5103, driving a 200 KW generator. Equipped with turbocharger and aftercooler. | 1 | 0 | 0 | 0 | 1 | Diesel | 200 | 315 | 200 | 2021-12-31 | 81.80 | 2022-06-17 | 93.20 | 11.4 | 2280 | 2.0711 | 32.8939 | -117.2361 | 1 | rooftop | 3550 | General Atomics Ct |  |  | San Diego | CA | San Diego County | 92121 | US | Sandoval
APCD2015-PTO-002247 | Active | 2015-01-07 | [34H] California Certified Emergency Standby Engine | USMC Base Marine Group Ops | Air Quality Section | Building 3332 Camp Pendleton, CA | 92055 | A | Emergency standby engine: John Deere diesel engine, Model 6068HFG85, S/N PE6068L917807, rated at 315 bhp, Model Year 2013, Tier 3 certified of Engine Family Number DJDXL13.5103, driving a 200 KW generator. | 1 | 0 | 0 | 0 | 1 | Diesel | 200 | 315 | 200 | [5 empty] | 0 | 0 | 33.3877 | -117.4448 | 0.5 | place |  |  |  |  | Camp Pendleton | CA | San Diego County | 92055 | US | TIGER/LineÂ® dataset from the US Census Bureau
APCD2015-PTO-002248 | Active | 2015-01-07 | [34H] California Certified Emergency Standby Engine | USMC Base Personnel Amenities P18 | Air Quality Section | Building 3330 Camp Pendleton, CA | 92055 | A | Emergency standby engine: John Deere diesel engine, Model 6068HF285, S/N PE6068L236133, rated at 237 bhp, Model Year 2013, Tier 3 certified of Engine Family Number DJDXL06.8120, driving a 154 KW generator. | 1 | 0 | 0 | 0 | 1 | Diesel | 154 | 237 | 154 | [5 empty] | 0 | 0 | 33.3877 | -117.4448 | 0.5 | place |  |  |  |  | Camp Pendleton | CA | San Diego County | 92055 | US | TIGER/LineÂ® dataset from the US Census Bureau
APCD2015-PTO-002249 | Active | 2015-01-07 | [34H] California Certified Emergency Standby Engine | USMC Base Marine Group Ops | Air Quality Section | Building 3328 Camp Pendleton, CA | 92055 | A | Emergency standby engine: John Deere diesel engine, Model 6068HFG85, S/N PE6068L917790, rated at 315 bhp, Model Year 2013, Tier 3 certified of Engine Family Number DJDXL13.5103, driving a 200 KW generator. | 1 | 0 | 0 | 0 | 1 | Diesel | 200 | 315 | 200 | [5 empty] | 0 | 0 | 33.3877 | -117.4448 | 0.5 | place |  |  |  |  | Camp Pendleton | CA | San Diego County | 92055 | US | TIGER/LineÂ® dataset from the US Census Bureau
APCD2015-PTO-002250 | Active | 2015-01-07 | [34H] California Certified Emergency Standby Engine | USMC Base Marine Group Ops | Air Quality Section | Building 3346 Camp Pendleton, CA | 92055 | A | Emergency standby engine: John Deere diesel engine, Model 4045HF285, S/N PE4045L236724, rated at 158 bhp, Model Year 2013, Tier 3 certified of Engine Family Number DJDXL04.5119, driving a 102 KW generator. | 1 | 0 | 0 | 0 | 1 | Diesel | 102 | 158 | 102 | [5 empty] | 0 | 0 | 33.3877 | -117.4448 | 0.5 | place |  |  |  |  | Camp Pendleton | CA | San Diego County | 92055 | US | TIGER/LineÂ® dataset from the US Census Bureau
APCD2015-PTO-002254 | Active | 2015-01-08 | [34W] Registered Engine (Rule 12) | Dept of CA Highway Patrol Otay Mesa CVEF | Kevin Mensior | 2335 Enrico Fermi Drive San Diego, CA | 92154 | S | Registration of Existing Standby Natural Gas Engine Cummins, Model G855, S/N 25207012, Model Year 1995, 220 BHP. Original APP# APCD2014-CER-000602 | 0 | 0 | 1 | 0 | 1 | Natural Gas |  | 220 | 164.054 | 2022-02-02 | 107.50 | 2022-02-02 | 108.50 | 1 | 164.054 | 0.11915 | 32.5562 | -116.9277 | 1 | range_interpolation | 2335 | Enrico Fermi Dr |  |  | San Diego | CA | San Diego County | 92154 | US | TIGER/LineÂ® dataset from the US Census Bureau
APCD2015-PTO-002255 | Active | 2015-01-08 | [34W] Registered Engine (Rule 12) | City of Solana Beach | Dan Goldberg | 500 Lomas Santa Fe Drive Solana Beach, CA | 92075 | E | Registration of Existing Standby Diesel Engine Cummins, Model 4BT3.9-G2, S/N 44564828, 102 BHP, Model Year 1990 Original APP# APCD2014-CER-000605 | 1 | 0 | 0 | 0 | 1 | Diesel |  | 102 | 76.0614 | 2022-01-01 | 47.90 | 2022-01-01 | 48.20 | 0.3 | 22.8184 | 0.020728 | 32.9955 | -117.2667 | 1 | rooftop | 500 | Lomas Santa Fe Dr |  |  | Solana Beach | CA | San Diego County | 92075 | US | San Diego Geographic Information Source - JPA
APCD2015-PTO-002256 | Active | 2015-01-16 | [34H] California Certified Emergency Standby Engine | Encina Wastewater Authority | Operations Supervisor | Cannon Rd & I5 Carlsbad, CA | 92009 | E | Emergency standby engine: Caterpillar diesel engine, Model C18 DITA (S/N: WRH5753) , rated at 700 BHP, Model Year 2014, EPA Tier 3 certified of Engine Family Number ACPXL.18.1ESK, driving a 14310 GPM sewage pump. Equipped with turbocharger and aftercooler. | 1 | 0 | 0 | 0 | 1 | Diesel |  | 700 | 521.99 | [5 empty] | 0 | 0 | 32.6092 | -117.0764 | 0.8 | intersection |  | 5th Ave |  |  | Chula Vista | CA | San Diego County | 91911 | US | TIGER/LineÂ® dataset from the US Census Bureau
APCD2015-PTO-002262 | Active | 2015-02-02 | [34H] California Certified Emergency Standby Engine | ecoATM | Michael Fortin | 10121 Barnes Canyon Road San Diego, CA | 92121 | G | Emergency standby engine: John Deere diesel engine, Model 6135HFG84 (S/N: RG6135L029643), rated at 538 BHP, Model Year 2014, EPA Tier 3 certified of Engine Family Number EJDXL13.5146, driving a 350 KW generator. Equipped with turbocharger and aftercooler. | 1 | 0 | 0 | 0 | 1 | Diesel | 350 | 538 | 350 | 2021-11-09 | 38.70 | 2021-11-09 | 44.20 | 5.5 | 1925 | 1.7487 | 32.8988 | -117.1982 | 1 | rooftop | 10121 | Barnes Canyon Rd |  |  | San Diego | CA | San Diego County | 92121 | US | San Diego Geographic Information Source - JPA
APCD2015-PTO-002264 | Active | 2015-02-03 | [34H] California Certified Emergency Standby Engine | Naval Base Point Loma (NBPL) Public Works Dept (PWD) |  | 140 Sylvester Road, Bldg. 518 San Diego, CA | 92106 | I | Emergency Diesel Engine: Cummins, Model QSB5-G3NR3, 108 BHP, turbocharged, S/N 73563465, Model Year 2013, Tier 3 Certified, Engine Family No. DCEXL0275AAG, drives an 80 kW electrical generator. | 1 | 0 | 0 | 0 | 1 | Diesel | 80 | 108 | 80 | 2021-11-18 | 44.80 | 2021-11-18 | 50.20 | 5.4 | 432 | 0.39243 | 32.6895 | -117.2402 | 1 | range_interpolation | 140 | Sylvester Rd | Bldg | 518 | San Diego | CA | San Diego County | 92106 | US | TIGER/LineÂ® dataset from the US Census Bureau
APCD2015-PTO-002269 | Active | 2015-02-10 | [34H] California Certified Emergency Standby Engine | Friars 82R Owner LLC | Frank Crivello | 9040 & 9050 Friars Rd San Diego, CA | 92108 | M | Emergency standby engine: Volvo diesel engine, Model TWD1643GE (S/N: D16073452C3A), rated at 903 BHP, Model Year 2013, EPA Tier 2 certified of Engine Family Number DVPXL16.1ACW, driving a 600 KW generator. Equipped with turbocharger and aftercooler. | 1 | 0 | 0 | 0 | 1 | Diesel | 600 | 903 | 600 | [5 empty] | 0 | 0 | 32.7241 | -117.1709 | 0.5 | place |  |  |  |  | San Diego | CA | San Diego County | 92101 | US | TIGER/LineÂ® dataset from the US Census Bureau
APCD2015-PTO-002278 | Active | 2015-02-20 | [34H] California Certified Emergency Standby Engine | Reproductive Sciences Management Company, LLC |  | 3661 Valley Centre Drive,Suite 100 San Diego, CA | 92130 | M | Emergency standby engine: John Deere diesel engine, Model 6068HF285K, S/N PE6068L263288, rated at 237 bhp, Model Year 2014, Tier 3 certified of Engine Family Number EJDXL06.8120, driving a 150 KW generator. | 1 | 0 | 0 | 0 | 1 | Diesel | 150 | 237 | 150 | 2021-12-31 | 75.80 | 2022-08-19 | 87.20 | 11.4 | 1710 | 1.5534 | 32.9363 | -117.2341 | 1 | rooftop | 3661 | Valley Centre Dr | Ste | 100 | San Diego | CA | San Diego County | 92130 | US | San Diego Geographic Information Source - JPA
APCD2015-PTO-002280 | Active | 2015-03-02 | [34H] California Certified Emergency Standby Engine | Societal CDMO San Diego, LLC | Dave Foster | 6828 Nancy Ridge Dr, Ste 100 San Diego, CA | 92121 | G | Emergency standby engine: John Deere diesel engine, Model 6081TF001, Serial No. RG6081T152442, rated at 211 bhp, Model Year 2002, Tier 1 certified of Engine Family Number 2JDXL08.1009, driving a 135 KW generator. | 1 | 0 | 0 | 0 | 1 | Diesel | 135 | 211 | 135 | 2021-10-22 | 244.60 | 2021-10-22 | 253.30 | 8.7 | 1174.5 | 1.0669 | 32.8865 | -117.1758 | 1 | rooftop | 6828 | Nancy Ridge Dr | Ste | 100 | San Diego | CA | San Diego County | 92121 | US | San Diego Geographic Information Source - JPA
APCD2015-PTO-002282 | Active | 2015-03-05 | [34H] California Certified Emergency Standby Engine | ARE-SD Region No. 35 LLC | Guillermo Gomez | 3033 Science Park Road San Diego, CA | 92121 | G | Emergency Engine Generator: Mitsubishi Diesel Engine, Model S12A2-Y2PTAW-2 rated at 1207 bhp, Model Year 2014, S/N 27773, EPA Tier 2 Certified Engine, Family Number EMVXL33.9BBA, Turbocharged driving a 750 KW Electrical Generator. | 1 | 0 | 0 | 0 | 1 | Diesel | 750 | 207 | 750 | 2021-09-16 | 27.80 | 2021-09-16 | 33.00 | 5.2 | 3900 | 3.5427 | 32.9011 | -117.2401 | 1 | rooftop | 3033 | Science Park Rd |  |  | San Diego | CA | San Diego County | 92121 | US | San Diego Geographic Information Source - JPA
APCD2015-PTO-002283 | Active | 2015-03-05 | [34H] California Certified Emergency Standby Engine | KW Otay LLC | Erv Grody | 2250 Airway Lane San Diego, CA | 92154 | S | Emergency standby engine: Cummins diesel engine, Model QSX15-G9 (S/N: 79726054), rated at 755 BHP, Model Year 2013, EPA Tier 2 certified of Engine Family Number ECEXL015.AAJ, driving a 350 KW generator. Equipped with turbocharger and aftercooler. | 1 | 0 | 0 | 0 | 1 | Diesel | 50 | 755 | 50 | 2022-06-02 | 111.70 | 2022-06-02 | 118.00 | 6.3 | 315 | 0.28614 | 32.5632 | -116.9332 | 1 | rooftop | 2250 | Airway Ln |  |  | San Diego | CA | San Diego County | 92154 | US | Sandoval
APCD2015-PTO-002286 | Active | 2015-03-10 | [34C] Emergency Standby Engine | CALFIRE Del Dios Station #77 | Fire Captain | 2323 Felicita Avenue Escondido, CA | 92029 | D | Emergency standby engine: fueled with natural gas, Make General Motors, Model Vortec 4.3L, S/N 4P3L51503, Model Year 2008, rated at 65 bhp, driving a 45 KW generator. | 0 | 0 | 1 | 0 | 1 | Natural Gas | 45 | 65 | 45 | 2021-12-31 | 47.80 | 2022-07-08 | 52.80 | 5 | 225 | 0.16341 | 33.0907 | -117.0865 | 1 | rooftop | 2323 | Felicita Ave |  |  | Escondido | CA | San Diego County | 92029 | US | San Diego Geographic Information Source - JPA
APCD2015-PTO-002289 | Active | 2015-03-11 | [34H] California Certified Emergency Standby Engine | The Home Depot | Store Mgr | 5920 Fairmount Ave San Diego, CA | 92120 | J | Emergency standby engine: John Deere diesel engine, Model 6090HF484 (S/N: RG6090L120936), rated at 385 BHP, Model Year 2014, EPA Tier 3 certified of Engine Family Number EJDXL09.0114, driving a 250 KW generator. Equipped with turbocharger and aftercooler. | 1 | 0 | 0 | 0 | 1 | Diesel | 250 | 385 | 250 | 2021-09-03 | 162.60 | 2021-09-03 | 165.10 | 2.5 | 625 | 0.56775 | 32.7829 | -117.1025 | 1 | rooftop | 5920 | Fairmount Ave |  |  | San Diego | CA | San Diego County | 92120 | US | San Diego Geographic Information Source - JPA
APCD2015-PTO-002294 | Active | 2015-03-16 | [34H] California Certified Emergency Standby Engine | The Muller Company Mesa Rim | Suzi Mier | 9955 Mesa Rim Road San Diego, CA | 92121 | G | Emergency Diesel Engine Generator: John Deere; model 6090HF484; serial number RG6090L120282; Engine Family EJDXL09.0114; tier 3 certified; 422 bhp rated; turbocharged with charge air cooler; driving a 275 kW generator | 1 | 0 | 0 | 0 | 1 | Diesel | 275 | 422 | 275 | 2021-12-02 | 70.90 | 2021-12-02 | 74.00 | 3.1 | 852.5 | 0.7744 | 32.899 | -117.1776 | 1 | rooftop | 9955 | Mesa Rim Rd |  |  | San Diego | CA | San Diego County | 92121 | US | San Diego Geographic Information Source - JPA
APCD2015-PTO-002303 | Active | 2015-03-20 | [34H] California Certified Emergency Standby Engine | AT&T Mobility | Cyndi Thrift | 15636 Adams Dr Pauma Valley, CA | 92061 | B | Emergency Engine Generator: Kukje Machinery Co., LTD Diesel Engine, Model D3400T-GEN1, rated at 85 bhp, Model Year 2013, S/N TP9W00227, EPA Tier 3 Certified Engine, Family Number CKMCL3.41D43, turbocharged and aftercooled, driving a 50 kw Electrical Generator. | 1 | 0 | 0 | 0 | 1 | Diesel | 50 | 85 | 50 | 2022-04-18 | 201.00 | 2022-04-18 | 205.00 | 4 | 200 | 0.18168 | 33.343 | -116.9918 | 1 | rooftop | 15636 | Adams Dr |  |  | Pauma Valley | CA | San Diego County | 92061 | US | San Diego Geographic Information Source - JPA
APCD2015-PTO-002304 | Active | 2015-03-20 | [34H] California Certified Emergency Standby Engine | Oceanside Area Office Replacement Facility CHP | Ben Serabian | 435 La Tortuga Drive Vista, CA | 92081 | B | Emergency standby engine: Iveco/FPT International diesel engine, Model F2CE9685A (S/N: E002-42293), rated at 389 BHP, Model Year 2014, EPA Tier 3 certified of Engine Family Number EFPXL08.7TR3, driving a 200 KW generator. Equipped with turbocharger and aftercooler. | 1 | 0 | 0 | 0 | 1 | Diesel | 200 | 389 | 200 | 2021-06-09 | 97.00 | 2021-06-09 | 104.50 | 7.5 | 1500 | 1.3626 | 33.1908 | -117.2584 | 1 | rooftop | 435 | La Tortuga Dr |  |  | Vista | CA | San Diego County | 92081 | US | San Diego Geographic Information Source - JPA
APCD2015-PTO-002312 | Active | 2015-03-30 | [34H] California Certified Emergency Standby Engine | New Cingular Wireless PCS, LLC dba AT&T Mobility | Cyndi Thrift | MCAS Road Stuart Mesa Camp Pendleton, CA | 92055 | A | Emergency standby engine: Kukje Machinery Co, LTD diesel engine, Model D3400T-Gen1 (S/N: TP9W00228), rated at 85 BHP, Model Year 2012, EPA Tier 3 certified Engine Family Number DKMCL3.41D43, driving a 50 KW generator. | 1 | 0 | 0 | 0 | 1 | Diesel | 50 | 85 | 50 | 2021-05-05 | 124.80 | 2021-05-05 | 128.00 | 3.2 | 160 | 0.14534 | 33.3877 | -117.4448 | 0.5 | place |  |  |  |  | Camp Pendleton | CA | San Diego County | 92055 | US | TIGER/LineÂ® dataset from the US Census Bureau
APCD2015-PTO-002315 | Active | 2015-04-09 | [34H] California Certified Emergency Standby Engine | Commander Navy Region SW | John Jay | Naval Air Station North Island Coronado, CA | 92135 | O | Emergency standby engine: Cummins diesel engine, Model CFP7E-F10, Serial No. 73772397, rated at 175 bhp, Model Year 2014, Tier 3 certified of Engine Family Number ECEXL0409AAB, driving a 1760 GPM fire pump. Functional Group: Public Utilities and Transportation | 1 | 0 | 0 | 0 | 1 | Diesel |  | 175 | 130.4975 | 2021-06-24 | 6.20 | 2022-06-23 | 7.30 | 1.1 | 143.5473 | 0.1304 | 32.6992 | -117.2096 | 1 | place |  |  |  |  | Coronado | CA | San Diego County | 92118 | US | TIGER/LineÂ® dataset from the US Census Bureau
APCD2015-PTO-002318 | Active | 2015-04-15 | [34H] California Certified Emergency Standby Engine | Desert Green Solar LLC | John Bastarous | 2091 Borrego Valley Rd Borrego Springs, CA | 92004 | D | Emergency Propane Fired Engine: Mfr: Cummins/Ford, Model WSG1068, Model Year 2014, 97.7 bhp, S/N I140742499, EPA Certified Engine Family Number: ECEXBO6.8GDC, equipped with a 3-way catalytic converter, Nett Technologies, TG 62, Air/ Fuel Controller, drives a 60-kw generator. (Skid #5) | 0 | 0 | 0 | 1 | 1 | Propane | 60 | 97.7 | 60 | 2021-12-31 |  | 2022-04-15 | 178.80 |  | 0 | 0 | 33.2668 | -116.3226 | 1 | rooftop | 2091 | Borrego Valley Rd |  |  | Borrego Springs | CA | San Diego County | 92004 | US | San Diego Geographic Information Source - JPA
APCD2015-PTO-002320 | Active | 2015-04-15 | [34H] California Certified Emergency Standby Engine | SD Co Regional Airport Authority | Environmental Affairs Dept | 3225 N Harbor Dr San Diego, CA | 92101 | N | Emergency standby engine: John Deere diesel engine, Model 4024HF285, S/N PE4024L138851, rated at 80 bhp, Model Year 2013, Tier 3 certified of Engine Family Number DJDXL04.5141, driving a 50 KW generator. | 1 | 0 | 0 | 0 | 1 | Diesel | 50 | 80 | 50 | 2021-07-09 | 59.00 | 2022-04-28 | 69.30 | 10.3 | 515 | 0.46782 | 32.7293 | -117.1909 | 1 | range_interpolation | 3225 | N Harbor Dr |  |  | San Diego | CA | San Diego County | 92101 | US | TIGER/LineÂ® dataset from the US Census Bureau
APCD2015-PTO-002321 | Active | 2015-04-15 | [34H] California Certified Emergency Standby Engine | USMC Base Public Utilities U23 | Air Quality Section | Building 210560 Camp Pendleton, CA | 92055 | A | Emergency standby engine: John Deere diesel engine, Model 4045HF285, S/N PE4045L266050, rated at 158 bhp, Model Year 2014, Tier 3 certified of Engine Family Number EJDXL4.5119, driving a 100 KW generator. | 1 | 0 | 0 | 0 | 1 | Diesel | 100 | 158 | 100 | [5 empty] | 0 | 0 | 33.3877 | -117.4448 | 0.5 | place |  |  |  |  | Camp Pendleton | CA | San Diego County | 92055 | US | TIGER/LineÂ® dataset from the US Census Bureau
APCD2015-PTO-002322 | Active | 2015-04-20 | [34H] California Certified Emergency Standby Engine | Lake Morena's Oak Shores Mutual Water Company | Karen Russell | 2330 A Lake Morena Drive Campo, CA | 91906 | R | Emergency standby engine: John Deere diesel engine, Model 4045HF285, S/N PE4045L268095, rated at 158 bhp, Model Year 2014, Tier 3 certified of Engine Family Number EJDXL04.5119, driving a 100 KW generator. | 1 | 0 | 0 | 0 | 1 | Diesel | 100 | 158 | 100 | 2022-04-18 | 148.80 | 2022-04-18 | 152.20 | 3.4 | 340 | 0.30885 | 32.6763 | -116.5085 | 1 | rooftop | 2330 | Lake Morena Dr |  |  | Campo | CA | San Diego County | 91906 | US | San Diego Geographic Information Source - JPA
APCD2015-PTO-002324 | Active | 2015-04-21 | [34H] California Certified Emergency Standby Engine | Desert Green Solar LLC | John Bastarous | 2091 Borrego Valley Rd Borrego Springs, CA | 92004 | D | Emergency Propane Fired Engine: Mfr: Cummins/Ford, Model WSG1068, Model Year 2014, 97.7 bhp, S/N B140631919, EPA Certified Engine, Family Number ECEXB06.8GDC: equipped with a 3-way catalytic converter, Nett Technologies, TG 62, Air/ Fuel Controlller, Engine drives a 60-kw generator. (Skid #1) | 0 | 0 | 0 | 1 | 1 | Propane | 60 | 97.7 | 60 | 2021-12-31 |  | 2022-04-15 | 66.70 |  | 0 | 0 | 33.2668 | -116.3226 | 1 | rooftop | 2091 | Borrego Valley Rd |  |  | Borrego Springs | CA | San Diego County | 92004 | US | San Diego Geographic Information Source - JPA
APCD2015-PTO-002325 | Active | 2015-04-21 | [34W] Registered Engine (Rule 12) | Doubletree by Hilton Hotel Downtown | Paul Bucek | 1646 Front Street San Diego, CA | 92101 | N | Registration of Existing Stationary Diesel Standby Engine Cummins, Model NT 85565, S/N 1150712, 390 BHP, Model Year 1990, First Operated in San Diego County 1990. | 1 | 0 | 0 | 0 | 1 | Diesel |  | 390 | 290.823 | 2021-09-16 | 216.40 | 2022-05-31 | 228.20 | 11.8 | 3431.7114 | 3.1173 | 32.7224 | -117.1652 | 1 | rooftop | 1646 | Front St |  |  | San Diego | CA | San Diego County | 92101 | US | San Diego Geographic Information Source - JPA
APCD2015-PTO-002327 | Active | 2015-04-23 | [34H] California Certified Emergency Standby Engine | Desert Green Solar LLC | John Bastarous | 2091 Borrego Valley Rd Borrego Springs, CA | 92004 | D | Emergency Propane Fired Engine: Mfr: Cummins/Ford, Model WSG1068, Model Year 2014, 97.7 bhp, S/N B140631917, EPA Certified Engine, Family Number ECEXB06.8GDC, equipped with a 3-way catalytic converter, Nett Technologies, TG 62; Engine drives a 60-kw generator. (Skid #4) | 0 | 0 | 0 | 1 | 1 | Propane | 60 | 97.7 | 60 | 2021-12-31 |  | 2022-04-15 | 70.30 |  | 0 | 0 | 33.2668 | -116.3226 | 1 | rooftop | 2091 | Borrego Valley Rd |  |  | Borrego Springs | CA | San Diego County | 92004 | US | San Diego Geographic Information Source - JPA
APCD2015-PTO-002328 | Active | 2015-04-23 | [34H] California Certified Emergency Standby Engine | Encina Wastewater Authority | Operations Supervisor | Cannon Rd & I5 Carlsbad, CA | 92009 | E | Emergency standby engine: Caterpillar diesel engine, Model C18, S/N WRH04351, rated at 700 bhp, Model Year 2013, Tier 3 certified of Engine Family Number ACPXL.18.1ESK, driving a 14310 GPM sewage pump. | 1 | 0 | 0 | 0 | 1 | Diesel |  | 700 | 521.99 | [5 empty] | 0 | 0 | 32.6092 | -117.0764 | 0.8 | intersection |  | 5th Ave |  |  | Chula Vista | CA | San Diego County | 91911 | US | TIGER/LineÂ® dataset from the US Census Bureau
APCD2015-PTO-002330 | Active | 2015-04-24 | [34H] California Certified Emergency Standby Engine | Desert Green Solar LLC | John Bastarous | 2091 Borrego Valley Rd Borrego Springs, CA | 92004 | D | Emergency Propane Fired Engine: Mfr: Cummins/Ford, Model WSG1068, Model Year 2014, 97.7 hp, S/N B14061918, EPA Certified Engine, Family Number ECEXB06.8GDC, equipped with a 3-way catalyticconverter, Nett Technologies, TG 62, Air/Fuel Controller, Engine drives a 60 -kw generator. (Skid #2) | 0 | 0 | 0 | 1 | 1 | Propane | 60 | 97.7 | 60 | 2021-12-31 |  | 2022-04-15 | 199.30 |  | 0 | 0 | 33.2668 | -116.3226 | 1 | rooftop | 2091 | Borrego Valley Rd |  |  | Borrego Springs | CA | San Diego County | 92004 | US | San Diego Geographic Information Source - JPA
APCD2015-PTO-002332 | Active | 2015-04-27 | [34H] California Certified Emergency Standby Engine | Desert Green Solar LLC | John Bastarous | 2091 Borrego Valley Rd Borrego Springs, CA | 92004 | D | Emergency Propane Fired Engine: Mfr: Cummins/Ford, Model WSG1068, Model Year 2014, 97.7 BHP, S/N B140631915, EPA Certified Engine, Family Number: ECEXB06.86GDC, equipped with a catalytic converter, Nett Technologies, TG 62, Air/Fuel Controller, Engine driving a 60-kw generator. (Skid #3) | 0 | 0 | 0 | 1 | 1 | Propane | 60 | 97.7 | 60 | 2021-12-31 |  | 2022-04-15 | 70.20 |  | 0 | 0 | 33.2668 | -116.3226 | 1 | rooftop | 2091 | Borrego Valley Rd |  |  | Borrego Springs | CA | San Diego County | 92004 | US | San Diego Geographic Information Source - JPA
APCD2015-PTO-002335 | Active | 2015-04-28 | [34H] California Certified Emergency Standby Engine | Friars 82R Owner LLC | Frank Crivello | 9040 & 9050 Friars Rd San Diego, CA | 92108 | M | Emergency standby engine: Volvo diesel engine, Model TWD1643GE, Serial Number D16073411C3A, rated at 903 BHP, Model Year 2013, EPA Tier 2 certified of Engine Family Number DVPXL16.1ACW, driving a 600 KW generator. Equipped with turbocharger and aftercooler. | 1 | 0 | 0 | 0 | 1 | Diesel | 600 | 903 | 600 | [5 empty] | 0 | 0 | 32.7241 | -117.1709 | 0.5 | place |  |  |  |  | San Diego | CA | San Diego County | 92101 | US | TIGER/LineÂ® dataset from the US Census Bureau
APCD2015-PTO-002338 | Active | 2015-05-07 | [34H] California Certified Emergency Standby Engine | County of San Diego S. Bay Reg. Ctr. | Ronald Rudd | 500 3rd Avenue Chula Vista, CA | 91910 | Q | Emergency standby engine: John Deere diesel engine, Model 6135HFG75, S/N RG6135G005782, rated at 755 bhp, Model Year 2015, Tier 3 certified of Engine Family Number FJDXL13.5132, driving a 500 KW generator. | 1 | 0 | 0 | 0 | 1 | Diesel | 500 | 755 | 500 | [5 empty] | 0 | 0 | 32.633 | -117.0774 | 1 | rooftop | 500 | 3rd Ave |  |  | Chula Vista | CA | San Diego County | 91910 | US | San Diego Geographic Information Source - JPA
APCD2015-PTO-002340 | Active | 2015-05-13 | [34H] California Certified Emergency Standby Engine | North County Fire Protection District | Dan Dodge | 5906 Olive Hill Road Bonsall, CA | 92003 | A | Emergency Natural Gas Fired Engine: Power Solutions International, Model D111L, Model Year 2014, 302 BHP, S/N EEI0H403310, EPA Certified Engine, Family Number: ESPSIB11.1NGP equipped with a PSI 3-way catalytic converter, Model D111TIC, and an Air to Fuel Controller, Engine drives a 180 kw Generator. | 0 | 0 | 1 | 0 | 1 | Natural Gas | 180 | 302 | 180 | 2021-12-31 | 125.10 | 2021-12-31 | 134.10 | 9 | 1620 | 1.1765 | 33.2897 | -117.2273 | 1 | rooftop | 5906 | Olive Hill Rd |  |  | Bonsall | CA | San Diego County | 92003 | US | San Diego Geographic Information Source - JPA
APCD2015-PTO-002347 | Active | 2015-05-27 | [34H] California Certified Emergency Standby Engine | San Diego Gas & Electric - North Coast C&O | Jayme Caddick | 5016 Carlsbad Blvd Carlsbad, CA | 92008 | C | Emergency standby engine: John Deere diesel engine, Model 4045HF285K (S/N: PE4045L265693), rated at 197 BHP, Model Year 2014, EPA Tier 3 certified of Engine Family Number EJDXL06.8120, driving a 125 KW generator. Equipped with turbocharger and aftercooler. | 1 | 0 | 0 | 0 | 1 | Diesel | 125 | 197 | 125 | [5 empty] | 0 | 0 | 33.1329 | -117.3356 | 1 | range_interpolation | 5016 | Carlsbad Blvd |  |  | Carlsbad | CA | San Diego County | 92008 | US | TIGER/LineÂ® dataset from the US Census Bureau
APCD2015-PTO-002348 | Active | 2015-05-27 | [34H] California Certified Emergency Standby Engine | St Paul's Episcopal Home Inc | Chris Manecke | 1420 East Palomar St Chula Vista, CA | 91913 | Q | Emergency standby engine: John Deere diesel engine, Model 6068HFG85 (S/N: PE6068L952023), rated at 315 BHP, Model Year 2014, EPA Tier 3 certified of Engine Family Number EJDXL13.5103, driving a 200 KW generator. Equipped with turbocharger and aftercooler. | 1 | 0 | 0 | 0 | 1 | Diesel | 200 | 315 | 200 | 2021-11-12 | 48.70 | 2021-11-12 | 57.20 | 8.5 | 1700 | 1.5443 | 32.6231 | -116.9946 | 1 | rooftop | 1420 | E Palomar St E |  |  | Chula Vista | CA | San Diego County | 91913 | US | San Diego Geographic Information Source - JPA
APCD2015-PTO-002349 | Active | 2015-05-28 | [34H] California Certified Emergency Standby Engine | The Irvine Company-La Jolla Center |  | 4660 La Jolla Village Drive, Suite 1025 San Diego, CA | 92122 | H | Emergency standby engine: Mitsubishi diesel engine 4655 Executive Drive, Model S16R-Y2PTAW-1 (S/N: 19810), rated at 2346 BHP, Model Year 2013, EPA Tier 2 certified of Engine Family Number DMVXL65.4BBA, driving a 1600 KW generator. Equipped with turbocharger and aftercooler. | 1 | 0 | 0 | 0 | 1 | Diesel | 600 | 2346 | 600 | 2021-11-06 | 59.70 | 2021-11-06 | 71.60 | 11.9 | 7140 | 6.4859 | 32.8746 | -117.2065 | 1 | rooftop | 4660 | LA Jolla Village Dr | Ste | 1025 | San Diego | CA | San Diego County | 92122 | US | San Diego Geographic Information Source - JPA
APCD2015-PTO-002350 | Active | 2015-05-29 | [34H] California Certified Emergency Standby Engine | Sempra Energy | Attn: Thomas Davenport (Fac Mgr) | 488 8th Street San Diego, CA | 92101 | N | Emergency standby engine: Detroit Diesel/MTU diesel engine, Model 16V2000 G85-TB (S/N: 5362011002), rated at 1495 BHP, Model Year 2014, EPA Tier 2 certified of Engine Family Number EMDDL35.8GRR, driving a 1000 KW generator. Equipped with turbocharger and aftercooler. | 1 | 0 | 0 | 0 | 1 | Diesel | 1000 | 1495 | 1000 | 2021-07-28 | 53.40 | 2021-07-28 | 54.20 | 0.8 | 800 | 0.72671 | 32.5888 | -117.1157 | 0.9 | range_interpolation | 488 | 8th St |  |  | Imperial Beach | CA | San Diego County | 91932 | US | TIGER/LineÂ® dataset from the US Census Bureau
APCD2015-PTO-002352 | Active | 2015-06-04 | [34H] California Certified Emergency Standby Engine | San Diego County Air Pollution Control District |  | 10124 Old Grove Road San Diego, CA | 92131 | F | Emergency Diesel Engine: John Deere, Model 6090HF484, 385 BHP, turbocharged, S/N RG6090L119147, Model Year 2013, Tier 3 Certified, Engine Family No. DJDXL09.0114-005, driving a 250-kW generator. | 1 | 0 | 0 | 0 | 1 | Diesel | 250 | 385 | 250 | 2021-07-07 | 46.10 | 2022-06-28 | 61.30 | 15.2 | 3800 | 3.4519 | 32.8995 | -117.1091 | 1 | rooftop | 10124 | Old Grove Rd |  |  | San Diego | CA | San Diego County | 92131 | US | San Diego Geographic Information Source - JPA
APCD2015-PTO-002356 | Active | 2015-06-18 | [34H] California Certified Emergency Standby Engine | 225 Broadway LLC |  | 225 Broadway Suite 1550 San Diego, CA | 92101 | N | Emergency Engine Generator: John Deere Diesel Engine, Model 6068HFG85, rated at 315 hp, Model Year 2015, S/N PE6068L962312, EPA Tier 3 Certified Engine, Family Number FJDXL13.5103, driving a 200 KW Electrical Generator. | 1 | 0 | 0 | 0 | 1 | Diesel | 200 | 315 | 200 | [5 empty] | 0 | 0 | 32.715 | -117.1624 | 1 | rooftop | 225 | Broadway | Ste | 1550 | San Diego | CA | San Diego County | 92101 | US | San Diego Geographic Information Source - JPA
APCD2015-PTO-002358 | Active | 2015-06-19 | [34H] California Certified Emergency Standby Engine | San Diego Metropolitan Transit System | Fred Byle | 1535 Newton Ave San Diego, CA | 92113 | P | Emergency Engine Generator: Cummins Diesel Engine, Model QSX15-G9, rated at 755 bhp Model Year 2014, S/N 38023750, EPA Tier 2 Certified Engine, Family Number ECEXL15.0AAJ, Turbocharged and Aftercooled, driving a 400 KW Electrical Generator. Equipped with an exhaust stack at least 26 feet in height above ground level. | 1 | 0 | 0 | 0 | 1 | Diesel | 400 | 755 | 400 | 2022-04-28 | 34.30 | 2022-04-28 | 34.70 | 0.4 | 160 | 0.14534 | 32.7036 | -117.152 | 1 | rooftop | 1535 | Newton Ave |  |  | San Diego | CA | San Diego County | 92101 | US | San Diego Geographic Information Source - JPA
APCD2015-PTO-002359 | Active | 2015-06-22 | [34H] California Certified Emergency Standby Engine | Westminster Manor |  | 1730 3rd Avenue San Diego, CA | 92101 | N | Emergency standby engine: FPT diesel engine, Model F3BE9685A, S/N E003-232675, rated at 530 bhp, Model Year 2014, Tier 3 certified of Engine Family Number EFPXL12.9IGR, driving a 350 KW generator. | 1 | 0 | 0 | 0 | 1 | Diesel | 350 | 530 | 350 | 2021-10-22 | 105.50 | 2022-06-30 | 143.30 | 37.8 | 13230 | 12.018 | 32.7234 | -117.1623 | 1 | rooftop | 1730 | 3rd Ave |  |  | San Diego | CA | San Diego County | 92101 | US | San Diego Geographic Information Source - JPA
APCD2015-PTO-002364 | Active | 2015-06-26 | [34H] California Certified Emergency Standby Engine | SD City Sewer Pump Station 92 | Owner Manager | 17125 Camino Del Sur San Diego, CA | 92127 | F | Emergency standby engine: fueled with natural gas, Make General Motors, Model Vortec 5.7L, S/N 5.7L30870C14HD, rated at 162 bhp, EPA certified for spark ignited engines of family number EPSIB5.70EMT, driving a 100 KW generator. | 0 | 0 | 1 | 0 | 1 | Natural Gas | 100 | 162 | 100 | 2021-05-20 | 52.80 | 2022-05-18 | 66.70 | 13.9 | 1390 | 1.0095 | 33.0212 | -117.126 | 0.89 | nearest_rooftop_match | 17115 | Camino Del Sur |  |  | San Diego | CA | San Diego County | 92127 | US | San Diego Geographic Information Source - JPA
APCD2015-PTO-002365 | Active | 2015-06-26 | [34H] California Certified Emergency Standby Engine | West Escondido Healthcare LLC | Matt Combe | 201 N Fig St Escondido, CA | 92025 | D | Emergency standby engine: John Deere diesel engine, Model 4045HF285I, S/N PE4045L250947, rated at 158 bhp, Model Year 2014, Tier 3 certified of Engine Family Number EJDXL04.5119, driving a 100 KW generator. | 1 | 0 | 0 | 0 | 1 | Diesel | 100 | 158 | 100 | 2021-06-10 | 76.90 | 2021-06-10 | 81.30 | 4.4 | 440 | 0.39969 | 33.126 | -117.0739 | 1 | rooftop | 201 | N Fig St |  |  | Escondido | CA | San Diego County | 92025 | US | San Diego Geographic Information Source - JPA
APCD2015-PTO-002367 | Active | 2015-07-02 | [34H] California Certified Emergency Standby Engine | EdgeConneX | Marie Hand-Carullo | 5761 Copley Drive San Diego, CA | 92111 | M | Emergency standby engine: MTU diesel engine, Model 12V1600G80S, S/N 9501060028, rated at 896 bhp, Model Year 2011, Tier 2 certified of Engine Family Number BMDDL21.0ZWR, equipped with GTE PurityTM Diesel Particulate Filter System, driving a 600 KW generator. | 1 | 0 | 0 | 0 | 1 | Diesel | 600 | 896 | 600 | [5 empty] | 0 | 0 | 32.8419 | -117.1693 | 1 | rooftop | 5761 | Copley Dr |  |  | San Diego | CA | San Diego County | 92111 | US | San Diego Geographic Information Source - JPA
APCD2015-PTO-002368 | Active | 2015-07-08 | [34H] California Certified Emergency Standby Engine | Lantern Crest Senior Living | George Uhila | 8549 Graves Avenue Santee, CA | 92071 | H | emergency standby engine: GM natural gas engine, Model 4.3L Vortec (S/N: 39001048) rated at 66.5 BHP, Model Year 2014, EPA certified engine family number ESPIB.302.ED, driving a 40 KW generator. Equipped with Nett Technologies three-way catalyst. | 0 | 0 | 1 | 0 | 1 | Natural Gas | 40 | 665 | 40 | [5 empty] | 0 | 0 | 32.8309 | -116.9604 | 1 | range_interpolation | 8549 | Graves Ave |  |  | Santee | CA | San Diego County | 92071 | US | TIGER/LineÂ® dataset from the US Census Bureau
APCD2015-PTO-002369 | Active | 2015-07-08 | [34H] California Certified Emergency Standby Engine | San Diego State University | Alvin Shoemaker | 6124 Montezuma Road San Diego, CA | 92115 | J | Emergency standby engine: Cummins diesel engine, Model QSB7-G5 NR3 (S/N: 73773495), rated at 324 BHP, Model Year 2014, EPA Tier 3 certified Engine Family Number ECEXL0409AAD, driving a 325 KW generator. Equipped with turbocharger and aftercooler. | 1 | 0 | 0 | 0 | 1 | Diesel | 325 | 324 | 325 | 2021-10-21 | 85.00 | 2021-10-21 | 95.20 | 10.2 | 3315 | 3.0113 | 32.7709 | -117.0678 | 1 | range_interpolation | 6124 | Montezuma Rd |  |  | San Diego | CA | San Diego County | 92115 | US | TIGER/LineÂ® dataset from the US Census Bureau
APCD2015-PTO-002370 | Active | 2015-07-08 | [34H] California Certified Emergency Standby Engine | Grossmont Hospital | Barry Jantz | 5555 Grossmont Center Dr La Mesa, CA | 91942 | K | Emergency standby engine: Caterpillar diesel engine, Model 3512C, (S/N: EBG01272) rated at 2206 BHP, Model Year 2013, EPA Tier 2 certified Engine Family Number DCPXL78.1NZS, driving a 1500 KW generator. | 1 | 0 | 0 | 0 | 1 | Diesel | 500 | 206 | 500 | 2021-12-10 | 116.10 | 2022-06-03 | 136.50 | 20.4 | 10200 | 9.2656 | 32.7816 | -117.0072 | 1 | rooftop | 5555 | Grossmont Center Dr |  |  | LA Mesa | CA | San Diego County | 91942 | US | San Diego Geographic Information Source - JPA
APCD2015-PTO-002371 | Active | 2015-07-08 | [34H] California Certified Emergency Standby Engine | Grossmont Hospital | Barry Jantz | 5555 Grossmont Center Dr La Mesa, CA | 91942 | K | Emergency standby engine: Caterpillar diesel engine, Model 3512C (S/N: EBG01271), rated at 2206 BHP, Model Year 2013, EPA Tier 2 certified Engine Family Number DCPXL78.1NZS, driving a 1500 KW generator. | 1 | 0 | 0 | 0 | 1 | Diesel | 500 | 2206 | 500 | 2021-12-10 | 103.10 | 2022-06-03 | 125.90 | 22.8 | 11400 | 10.3557 | 32.7816 | -117.0072 | 1 | rooftop | 5555 | Grossmont Center Dr |  |  | LA Mesa | CA | San Diego County | 91942 | US | San Diego Geographic Information Source - JPA
APCD2015-PTO-002372 | Active | 2015-07-09 | [34H] California Certified Emergency Standby Engine | San Elijo Joint Powers Authority | General Manager | N End Of Santa Helena Av Solana Beach, CA | 92075 | E | Emergency standby engine: Cummins Inc. diesel engine, Model QSB5-G3 NR3 (S/N: 73753536), rated at 145 BHP, Model Year 2014 EPA Tier 3 certified of Engine Family Number DCEXL0275AAG, driving a 60 KW generator. Equipped with turbocharger and aftercooler. | 1 | 0 | 0 | 0 | 1 | Diesel | 60 | 145 | 60 | [5 empty] | 0 | 0 | 33.0071 | -117.2568 | 1 | place |  |  |  |  | Solana Beach | CA | San Diego County | 92075 | US | TIGER/LineÂ® dataset from the US Census Bureau
APCD2015-PTO-002378 | Active | 2015-07-16 | [34H] California Certified Emergency Standby Engine | Coronado Shores Condominium Association #8 | Alan Aegerter | 1810 Avenida del Mundo Coronado, CA | 92118 | O | Emergency standby engine: FTP diesel engine, Model F4HE9685A, S/N J102-01308941, rated at 279 bhp, Model Year 2014, Tier 3 certified of Engine Family Number EFPXL06.7DGS, driving a 150 KW generator. | 1 | 0 | 0 | 0 | 1 | Diesel | 150 | 279 | 150 | 2021-06-02 | 82.20 | 2022-07-08 | 100.10 | 17.9 | 2685 | 2.439 | 32.6759 | -117.1725 | 1 | rooftop | 1810 | Avenida Del Mundo |  |  | Coronado | CA | San Diego County | 92118 | US | San Diego Geographic Information Source - JPA
APCD2015-PTO-002380 | Active | 2015-07-23 | [34H] California Certified Emergency Standby Engine | Verizon Wireless (Elfin Forest) | Environmental Compliance | 8250 Paseo Esplanada Rancho Santa Fe, CA | 92067 | E | Emergency Diesel Engine: Mfr: John Deere, Model 4024HF285B, S/N PE4024L124919, 80 BHP, turbocharged, aftercooled, , Model Year 2013, Tier 3 Certified, Engine Family No. DJDXL04.5141.003; vented to a diesel particulate filter, Miratech, Model CBS. | 1 | 0 | 0 | 0 | 1 | Diesel |  | 80 | 59.656 | 2021-08-27 | 97.20 | 2021-08-27 | 99.60 | 2.4 | 143.1744 | 0.13006 | 33.069 | -117.1524 | 1 | rooftop | 8250 | Paseo Esplanada |  |  | Rancho Santa Fe | CA | San Diego County | 92067 | US | San Diego Geographic Information Source - JPA
APCD2015-PTO-002384 | Active | 2015-07-30 | [34H] California Certified Emergency Standby Engine | Dexcom Inc | EHS Manager | 6290 Sequence Dr San Diego, CA | 92121 | G | Emergency standby engine: Cummins diesel engine, Model QST30-G5 NR2, rated at 1490 bhp, Model Year 2015, Tier 2 certified of Engine Family Number FCEXL030.AAD, driving a 1000 KW generator. | 1 | 0 | 0 | 0 | 1 | Diesel | 1000 | 1490 | 1000 | 2021-12-14 | 23.30 | 2021-12-14 | 29.40 | 6.1 | 6100 | 5.5412 | 32.905 | -117.1861 | 1 | rooftop | 6290 | Sequence Dr |  |  | San Diego | CA | San Diego County | 92121 | US | San Diego Geographic Information Source - JPA
APCD2015-PTO-002385 | Active | 2015-07-30 | [34H] California Certified Emergency Standby Engine | Verizon Wireless (Padre Gold) | Environmental Compliance | 7247 Linda Vista Road San Diego, CA | 92111 | M | Emergency standby engine: John Deere diesel engine, Model 4024HF285B, rated at 80 bhp, Model Year 2012, Tier 3 certified of Engine Family Number CJDXL03.0113, driving a 40 KW generator. | 1 | 0 | 0 | 0 | 1 | Diesel | 40 | 80 | 40 | 2021-12-31 | 58.90 | 2022-04-07 | 59.90 | 1 | 40 | 0.036336 | 32.791 | -117.1653 | 1 | rooftop | 7247 | Linda Vista Rd |  |  | San Diego | CA | San Diego County | 92111 | US | San Diego Geographic Information Source - JPA
APCD2015-PTO-002386 | Active | 2015-07-31 | [34H] California Certified Emergency Standby Engine | USMC BASE PERSONNEL AMENITIES P06 | Air Quality Section | Building 51811 Camp Pendleton, CA | 92055 | A | Emergency standby engine: John Deere diesel engine, Model 4045HF285H (S/N: PE4045L262657), rated at 133 BHP, Model Year 2014, EPA Tier 3 certified of Engine Family Number EJDXL04.5119, driving an 80 KW generator. Equipped with turbocharger and aftercooler. | 1 | 0 | 0 | 0 | 1 | Diesel | 80 | 133 | 80 | [5 empty] | 0 | 0 | 33.3877 | -117.4448 | 0.5 | place |  |  |  |  | Camp Pendleton | CA | San Diego County | 92055 | US | TIGER/LineÂ® dataset from the US Census Bureau
APCD2015-PTO-002393 | Active | 2015-08-12 | [34H] California Certified Emergency Standby Engine | Pinnacle on the Park | Dennis LaSalle | 424 15th Avenue San Diego, CA | 92101 | N | Emergency Diesel Engine: Mitsubishi, Model S12R-Y2PTAW-1, 1882 BHP, turbocharged, aftercooled, S/N 15961, Model Year 2013, Tier 2 Certified, Engine Family No. DMVXL49.0BBA.003. | 1 | 0 | 0 | 0 | 1 | Diesel |  | 1882 | 1403.4074 | 2021-08-12 | 71.60 | 2022-07-11 | 98.60 | 27 | 37891.9998 | 34.4208 | 32.71 | -117.1506 | 0.8 | rooftop | 424 | 15th St |  |  | San Diego | CA | San Diego County | 92101 | US | San Diego Geographic Information Source - JPA
APCD2015-PTO-002398 | Active | 2015-08-13 | [34H] California Certified Emergency Standby Engine | ViaSat | Geoffrey Fortuna | 2502 Gateway Road Carlsbad, CA | 92009 | E | Emergency standby engine: Mitsubishi diesel engine, Model S12R-Y2PTAW-1, S/N 16540, rated at 1881bhp, Model Year 2014, Tier 2 certified of Engine Family Number EMVXL49.0BBA, driving a 1250 KW generator. | 1 | 0 | 0 | 0 | 1 | Diesel | 250 | 1881 | 250 | 2022-01-01 | 124.50 | 2022-01-01 | 130.00 | 5.5 | 1375 | 1.249 | 33.1274 | -117.2654 | 1 | rooftop | 2502 | Gateway Rd |  |  | Carlsbad | CA | San Diego County | 92009 | US | San Diego Geographic Information Source - JPA
APCD2015-PTO-002402 | Active | 2015-08-25 | [34H] California Certified Emergency Standby Engine | Target Store T2855 | Facility Manager | 17170 Camino Del Sur San Diego, CA | 92127 | F | Emergency Engine Generator: Generac model SG-100; serial number 8686267; Engine Family EGNXB08.92C1; Engine Model Number to OJ2549; max 149 bhp rated (nameplate 133 bhp); fired with natural gas or propane/LPG; Manufacture year: January 24, 2014; equipped with a 3-way catalyst; rich-burn; driving a 100 kW generator | 0 | 0 | 1 | 1 | 2 | Natural Gas | 100 | 149 | 100 | 2022-05-03 | 42.70 | 2022-05-03 | 44.20 | 1.5 | 150 | 0.10894 | 33.0199 | -117.1256 | 1 | rooftop | 17170 | Camino Del Sur |  |  | San Diego | CA | San Diego County | 92127 | US | San Diego Geographic Information Source - JPA
APCD2015-PTO-002403 | Active | 2015-08-26 | [34H] California Certified Emergency Standby Engine | City of Escondido - Vista Verde PS | Reed Harlan | 1353 Vista Verde Way Escondido, CA | 92027 | D | Emergency Engine Generator: Cummins Diesel Engine, Model QSL9-G7, S/N 13668632, rated at 464 bhp, Model Year 2014, EPA Tier 3 Certified Engine, Family Number ECEXL0540AAB, Turbocharged and Aftercooled, Engine Powers a 250kW Generator, Engine retrofitted with a Johnson Matthey Corporation Diesel Particulate Filter , Model S-DPF. | 1 | 0 | 0 | 0 | 1 | Diesel | 250 | 464 | 250 | 2021-09-09 | 116.30 | 2021-09-09 | 120.10 | 3.8 | 950 | 0.86297 | 33.1535 | -117.0668 | 1 | range_interpolation | 1353 | Vista Verde Way |  |  | Escondido | CA | San Diego County | 92027 | US | TIGER/LineÂ® dataset from the US Census Bureau
APCD2015-PTO-002407 | Active | 2015-09-01 | [34H] California Certified Emergency Standby Engine | G&K Management Co Inc | Eric Hermanson | 180 Ballantyne Drive El Cajon, CA | 92020 | L | Emergency standby engine: John Deere diesel engine, Model 5030HF285G, S/N PE5030L133194, rated at 96 bhp, Model Year 2013, Tier 3 certified of Engine Family Number DJDXL04.5141, driving a 60 KW generator. | 1 | 0 | 0 | 0 | 1 | Diesel | 60 | 96 | 60 | 2021-11-08 | 63.20 | 2021-11-08 | 73.10 | 9.9 | 594 | 0.53959 | 32.796 | -116.9578 | 1 | rooftop | 180 | Ballantyne St |  |  | El Cajon | CA | San Diego County | 92020 | US | San Diego Geographic Information Source - JPA
APCD2015-PTO-002409 | Active | 2015-09-03 | [34H] California Certified Emergency Standby Engine | ARE/CAL SD Region No. 62. LLC | Mark Sankowski | 9868 Scranton Road San Diego, CA | 92121 | G | Emergency standby engine: John Deere diesel engine, Model 4024HF285, S/N PE4024L137492, rated at 80 bhp, Model Year 2013, Tier 3 certified of Engine Family Number DJDXL04.5141, driving a 50 KW generator. | 1 | 0 | 0 | 0 | 1 | Diesel | 50 | 80 | 50 | 2021-12-30 | 66.70 | 2022-02-04 | 79.70 | 13 | 650 | 0.59046 | 32.8988 | -117.2035 | 1 | rooftop | 9868 | Scranton Rd |  |  | San Diego | CA | San Diego County | 92121 | US | San Diego Geographic Information Source - JPA
APCD2015-PTO-002417 | Active | 2015-09-16 | [34H] California Certified Emergency Standby Engine | New Cingular Wireless PCS, LLC dba AT&T Mobility | Cyndi Thrift | Aliso Creek Rest Stop Camp Pendleton, CA | 92055 | A | Emergency standby engine: Kukje Machinery Co, LTD diesel engine, Model D3400T-Gen1 (S/N: TP9W00495), rated at 85 BHP, Model Year 2012, EPA Tier 3 certified Engine Family Number CKMCL3.41D43, driving a 50 KW generator. | 1 | 0 | 0 | 0 | 1 | Diesel | 50 | 85 | 50 | 2021-05-05 | 86.90 | 2021-12-31 | 86.90 | 0 | 0 | 0 | 33.3877 | -117.4448 | 0.5 | place |  |  |  |  | Camp Pendleton | CA | San Diego County | 92055 | US | TIGER/LineÂ® dataset from the US Census Bureau
APCD2015-PTO-002421 | Active | 2015-09-17 | [34H] California Certified Emergency Standby Engine | SD Community College Dist Miramar College | Dane Lindsay | 10440 Black Mountain Rd San Diego, CA | 92126 | M | Emergency Diesel Engine: Cummins, Model QSB7-G5 NR3, 324 BHP, turbocharged, aftercooled, S/N 73690394, Model Year 2014, Tier 3 Certified, Engine Family No. ECEXL0409AAD-007, drives an emergency generator. | 1 | 0 | 0 | 0 | 1 | Diesel |  | 324 | 241.6068 | 2022-02-14 | 34.10 | 2022-02-14 | 35.10 | 1 | 241.6068 | 0.21947 | 32.9101 | -117.1211 | 1 | rooftop | 10440 | Black Mountain Rd |  |  | San Diego | CA | San Diego County | 92126 | US | San Diego Geographic Information Source - JPA
APCD2015-PTO-002422 | Active | 2015-09-22 | [34H] California Certified Emergency Standby Engine | Marine Corps Air Station Camp Pendleton | Captain Kelsey Duckworth | New Airfield Lighting Vault MCAS Camp Pendleton, CA | 92055 | A | Emergency standby engine: John Deere diesel engine, Model 6090HFG86, S/N RG6090L124434, rated at 463 bhp, Model Year 2015, Tier 3 certified of Engine Family Number FJDXL09.0114, driving a 300 KW generator. (Building 23908) | 1 | 0 | 0 | 0 | 1 | Diesel | 300 | 463 | 300 | 2021-06-22 | 97.30 | 2021-06-22 | 99.00 | 1.7 | 510 | 0.46328 | 33.3877 | -117.4448 | 1 | place |  |  |  |  | Camp Pendleton | CA | San Diego County | 92055 | US | TIGER/LineÂ® dataset from the US Census Bureau
APCD2015-PTO-002423 | Active | 2015-09-22 | [34H] California Certified Emergency Standby Engine | Otay Tijuana Cross Border Facility | Owner Manager | 2745 Otay Pacific Dr. San Diego, CA | 92154 | S | Emergency standby engine: Perkins LTD diesel engine, Model 2806C-E18TAG3 (S/N: U12892Y), rated at 909 BHP, Model Year 2013, EPA Tier 2 certified of Engine Family Number DPKXL18.1TAG, driving a 600 KW generator. Equipped with turbocharger and aftercooler. | 1 | 0 | 0 | 0 | 1 | Diesel | 600 | 909 | 600 | 2022-03-17 | 161.30 | 2022-03-17 | 193.60 | 32.3 | 19380 | 17.6047 | 32.5486 | -116.9745 | 1 | rooftop | 2745 | Otay Pacific Dr |  |  | San Diego | CA | San Diego County | 92154 | US | San Diego Geographic Information Source - JPA
APCD2015-PTO-002424 | Active | 2015-09-23 | [34H] California Certified Emergency Standby Engine | WinCo Foods | Roger Wilson | 555 Grand Ave. San Marcos, CA | 92078 | E | Emergency standby engine: Mitsubishi diesel engine, Model S12A2-Y2PTAW-2, S/N 28160, rated at 1207 bhp, Model Year 2015, Tier 2 certified of Engine Family Number FMVXL33.9BBA, driving a 750 KW generator. | 1 | 0 | 0 | 0 | 1 | Diesel | 750 | 1207 | 750 | [5 empty] | 0 | 0 | 33.1353 | -117.1759 | 1 | rooftop | 555 | Grand Ave |  |  | San Marcos | CA | San Diego County | 92078 | US | San Diego Geographic Information Source - JPA
APCD2015-PTO-002425 | Active | 2015-09-23 | [34H] California Certified Emergency Standby Engine | New Cingular Wireless PCS, LLC dba AT&T Mobility | Cyndi Thrift | 53 Area Water Tank Camp Pendleton, CA | 92055 | A | Emergency standby engine: Kukje Machinery Co, LTD diesel engine, Model D3400T-Gen1 (S/N: TP9W00514) rated at 85 BHP,Model Year 2012, EPA Tier 3 certified Engine Family Number CKMCL3.41D43, driving a 50 KW generator. | 1 | 0 | 0 | 0 | 1 | Diesel | 50 | 85 | 50 | [5 empty] | 0 | 0 | 33.3877 | -117.4448 | 0.5 | place |  |  |  |  | Camp Pendleton | CA | San Diego County | 92055 | US | TIGER/LineÂ® dataset from the US Census Bureau
APCD2015-PTO-002428 | Active | 2015-09-28 | [34H] California Certified Emergency Standby Engine | SD Co Regional Airport Authority | Environmental Affairs Dept | 3225 N Harbor Dr San Diego, CA | 92101 | N | Emergency standby engine: John Deere diesel engine, Model 4024HF265, S/N PE4024L38687, rated at 80 bhp, Model Year 2013, Tier 3 certified of Engine Family Number DJDXL04.5141, driving a 50 KW generator. | 1 | 0 | 0 | 0 | 1 | Diesel | 50 | 80 | 50 | 2021-07-06 | 47.10 | 2022-04-28 | 58.30 | 11.2 | 560 | 0.5087 | 32.7293 | -117.1909 | 1 | range_interpolation | 3225 | N Harbor Dr |  |  | San Diego | CA | San Diego County | 92101 | US | TIGER/LineÂ® dataset from the US Census Bureau
APCD2015-PTO-002431 | Active | 2015-09-30 | [34H] California Certified Emergency Standby Engine | Conrac Managers SAN LLC | Scott Anderson | 3355 Admiral Boland Way San Diego, CA | 92101 | N | Emergency standby engine: Mitsubishi diesel engine, Model S12A2-Y2PTAW-2, S/N 27917, rated at 1207 bhp, Model Year 2014, Tier 2 certified of Engine Family Number EMVXL33.9BBA, driving an 800 KW generator. | 1 | 0 | 0 | 0 | 1 | Diesel | 800 | 1207 | 800 | 2021-12-17 | 67.00 | 2022-03-11 | 85.70 | 18.7 | 14960 | 13.5896 | 32.7966 | -117.1307 | 0.7 | street_center |  | Admiral Ave |  |  | San Diego | CA | San Diego County | 92123 | US | TIGER/LineÂ® dataset from the US Census Bureau
APCD2015-PTO-002432 | Active | 2015-10-01 | [34H] California Certified Emergency Standby Engine | Seven Mile Casino | Bob Schmitt | 285 Bay Blvd Chula Vista, CA | 91910 | Q | Emergency standby engine: John Deere diesel engine, Model 6090HFG86, S/N RG6090L120948, rated at 463 bhp, Model Year 2014, Tier 3 certified of Engine Family Number EJDXL09.0114, driving a 300 KW generator. | 1 | 0 | 0 | 0 | 1 | Diesel | 300 | 463 | 300 | [5 empty] | 0 | 0 | 32.6366 | -117.0998 | 1 | rooftop | 285 | Bay Blvd |  |  | Chula Vista | CA | San Diego County | 91910 | US | San Diego Geographic Information Source - JPA
APCD2015-PTO-002438 | Active | 2015-10-06 | [34H] California Certified Emergency Standby Engine | Otay Mesa Detention Center | Richard Crouch | 7488 Calzada de la Fuente San Diego, CA | 92154 | S | Emergency Diesel Engine: Detroit Diesel/MTU, Model 16V2000 G45, 1354 BHP, S/N 5362010978, Model Year 2014, Tier 2 Certified, Engine Family No. EMDDL3508GRR, with a stack height of at least 15 feet, driving an emergency generator. | 1 | 0 | 0 | 0 | 1 | Diesel |  | 1354 | 1009.6778 | 2021-06-10 | 209.00 | 2022-08-10 | 261.70 | 52.7 | 53210.0201 | 48.3356 | 32.5738 | -116.9179 | 0.68 | nearest_rooftop_match | 7363 | Calzada De La Fuente |  |  | San Diego | CA | San Diego County | 92154 | US | San Diego Geographic Information Source - JPA
APCD2015-PTO-002439 | Active | 2015-10-06 | [34H] California Certified Emergency Standby Engine | Otay Mesa Detention Center | Richard Crouch | 7488 Calzada de la Fuente San Diego, CA | 92154 | S | Emergency Diesel Engine: Detroit Diesel/MTU, Model 16V2000 G45, 1354 BHP, S/N 5362010981, Model Year 2014, Tier 2 Certified, Engine Family No. EMDDL3508GRR, with a stack height of at least 15 feet, driving an emergency generator. | 1 | 0 | 0 | 0 | 1 | Diesel |  | 1354 | 1009.6778 | 2021-06-10 | 214.30 | 2022-08-10 | 273.90 | 59.6 | 60176.7969 | 54.6642 | 32.5738 | -116.9179 | 0.68 | nearest_rooftop_match | 7363 | Calzada De La Fuente |  |  | San Diego | CA | San Diego County | 92154 | US | San Diego Geographic Information Source - JPA
APCD2016-PTO-002513 | Active | 2015-04-03 | [34H] California Certified Emergency Standby Engine | New Cingular Wireless PCS, LLC dba AT&T Mobility | Cyndi Thrift | 2241 State Highway 78 Julian, CA | 92036 | D | Emergency standby engine: KUKJE Machinery diesel engine, Model D3400T-Gen1, S/N TP9W00474, rated at 85 bhp, Model Year 2012, Tier 3 certified of Engine Family Number CKMCL3.41D43, driving a 50 KW generator. | 1 | 0 | 0 | 0 | 1 | Diesel | 50 | 85 | 50 | 2021-12-31 | 401.80 | 2022-06-16 | 434.30 | 32.5 | 1625 | 1.4761 | 33.0767 | -116.6047 | 1 | range_interpolation | 2241 | State Hwy 78 |  |  | Julian | CA | San Diego County | 92036 | US | TIGER/LineÂ® dataset from the US Census Bureau
APCD2016-PTO-002517 | Active | 2016-01-27 | [34H] California Certified Emergency Standby Engine | Marriott International | Zenon Leonor | 900 Bayfront Court San Diego, CA | 92101 | N | Emergency Diesel Engine: Mitsubishi, Model S12A2-Y2PTAW-2, 1207 BHP, S/N 27909, Model Year 2014, Tier 2 Certified, Family Number EMVXL33.9BBA, driving a 750-kW generator. | 1 | 0 | 0 | 0 | 1 | Diesel | 750 | 1207 | 750 | 2021-09-28 | 71.30 | 2022-06-28 | 88.80 | 17.5 | 13125 | 11.9227 | 32.6965 | -117.1479 | 0.7 | street_center |  | Bay Front St |  |  | San Diego | CA | San Diego County | 92113 | US | TIGER/LineÂ® dataset from the US Census Bureau
APCD2016-PTO-002518 | Active | 2016-01-27 | [34H] California Certified Emergency Standby Engine | USMC Base Public Utilities U20 | Air Quality Section | Camp Pendleton Camp Pendleton, CA | 92055 | A | Emergency Diesel Engine: Cummins, Model QSB5-G3 NR3, 145 BHP, S/N 73571475, Model Year 2013, Tier 3 Certified, Engine Family No. EXL027.5AAG-003, driving a 35-kW generator. | 1 | 0 | 0 | 0 | 1 | Diesel | 35 | 145 | 35 | [5 empty] | 0 | 0 | 33.3877 | -117.4448 | 1 | place |  |  |  |  | Camp Pendleton | CA | San Diego County | 92055 | US | TIGER/LineÂ® dataset from the US Census Bureau
APCD2016-PTO-002527 | Active | 2015-08-17 | [34H] California Certified Emergency Standby Engine | San Diego Fertility Center | Lisa VanDolah | 11425 El Camino Real San Diego, CA | 92130 | M | Emergency standby engine: John Deere diesel engine, Model 4024HF285B, S/N PE4024L139656, rated at 80 bhp, Model Year 2013, Tier 3 certified of Engine Family Number DJDXL04.5141 , driving a 40 KW generator. | 1 | 0 | 0 | 0 | 1 | Diesel | 40 | 80 | 40 | 2021-12-31 | 85.10 | 2022-09-02 | 113.70 | 28.6 | 1144 | 1.0392 | 32.9276 | -117.2373 | 1 | rooftop | 11425 | El Camino Real |  |  | San Diego | CA | San Diego County | 92130 | US | San Diego Geographic Information Source - JPA
APCD2016-PTO-002529 | Active | 2016-02-11 | [34H] California Certified Emergency Standby Engine | FedEx Ground | Environmental Services | 1402 Avenida Del Oro Oceanside, CA | 92056 | C | Emergency diesel engine: Make Cummins, Model QSL9-G7, S/N 73876888, rated at 464 bhp, Model Year 2015, Tier 3 certified of Engine Family Number FCEXL0540AAB, driving a 346 KW generator. | 1 | 0 | 0 | 0 | 1 | Diesel | 346 | 464 | 346 | 2021-10-28 | 86.00 | 2021-10-28 | 101.90 | 15.9 | 5501.4 | 4.9974 | 33.215 | -117.2958 | 1 | rooftop | 1402 | Avenida Del Oro |  |  | Oceanside | CA | San Diego County | 92056 | US | San Diego Geographic Information Source - JPA
APCD2016-PTO-002530 | Active | 2016-02-05 | [34W] Registered Engine (Rule 12) | USD | Roger Manion | 5998 Alcala Park San Diego, CA | 92110 | I | EMERGENCY ENGINE: PERKINS, MODEL 1239/1500, 65.6 BHP, DIESEL FIRED, S/N LJ50317 U914803G, DRIVING A 40-KW ELECTRIC GENERATOR, F.G. WILSON, MODEL D40P1, S/N F5029/001, LOCATED IN MISSION PARKING STRUCTURE. | 1 | 0 | 0 | 0 | 1 | Diesel | 40 | 65.6 | 40 | [5 empty] | 0 | 0 | 32.7705 | -117.1896 | 1 | range_interpolation | 5998 | Alcala Park |  |  | San Diego | CA | San Diego County | 92110 | US | TIGER/LineÂ® dataset from the US Census Bureau
APCD2016-PTO-002532 | Active | 2015-04-08 | [34H] California Certified Emergency Standby Engine | San Diego County Regional Airport Authority | Heidi Andrews | 3225 N Harbor Drive San Diego, CA | 92101 | N | Emergency standby engine: John Deere diesel engine, Model 6068HFG85, S/N: PE6068L971210, rated at 315 bhp, Model Year 2015, Tier 3 certified of Engine Family Number FJDXL13.5103 driving a 200 KW generator. | 1 | 0 | 0 | 0 | 1 | Diesel | 200 | 315 | 200 | 2021-07-09 | 46.00 | 2022-04-28 | 54.60 | 8.6 | 1720 | 1.5624 | 32.7293 | -117.1909 | 1 | range_interpolation | 3225 | N Harbor Dr |  |  | San Diego | CA | San Diego County | 92101 | US | TIGER/LineÂ® dataset from the US Census Bureau
APCD2016-PTO-002534 | Active | 2015-10-28 | [34H] California Certified Emergency Standby Engine | SDG&E | Fred Zarcilla | 8330 Century Park Ct San Diego, CA | 92123 | J | Emergency standby engine: John Deere diesel engine, Model 6090HF484, S/N RG6090L125254, rated at 346 bhp, Model Year 2015, Tier 3 certified of Engine Family Number FJDXL09.0114, driving a 230 KW generator. | 1 | 0 | 0 | 0 | 1 | Diesel | 230 | 346 | 230 | 2021-06-30 | 37.30 | 2021-06-30 | 39.40 | 2.1 | 483 | 0.43875 | 32.8236 | -117.143 | 1 | rooftop | 8330 | Century Park Ct |  |  | San Diego | CA | San Diego County | 92123 | US | Sandoval
APCD2016-PTO-002536 | Active | 2015-06-25 | [34H] California Certified Emergency Standby Engine | Richard J Donovan Correctional Facility | Daniel McCourt | 480 Alta Rd San Diego, CA | 92179 | R | Emergency standby engine: John Deere, Model 6068HFC48, S/N PE6068L276429 , rated at 274 bhp, Model Year 2015, Tier 3 certified of Engine Family Number FJDXL13.5103, driving a 3000 GPM fire pump. | 0 | 0 | 0 | 0 | 0 | Unknown |  | 274 | 204.3218 | 2021-09-09 | 22.00 | 2021-09-09 | 23.00 | 1 | 204.3218 | 0 | 32.5811 | -116.9272 | 1 | rooftop | 480 | Alta Rd |  |  | San Diego | CA | San Diego County | 92179 | US | San Diego Geographic Information Source - JPA
APCD2016-PTO-002537 | Active | 2016-02-25 | [34H] California Certified Emergency Standby Engine | City of San Diego - Fire Station 45 | Mark Tonai | 9366 Friars Rd San Diego, CA | 92108 | M | Emergency Diesel Engine: John Deere, Model 6068HF285, 237 BHP, turbocharged, S/N PE6068L264045, Model Year 2014, Tier 3 Certified, Engine Family No. EJDXL06.8120-010, driving a 150-kW generator. | 1 | 0 | 0 | 0 | 1 | Diesel | 150 | 237 | 150 | 2021-12-31 | 60.80 | 2022-07-25 | 88.70 | 27.9 | 4185 | 3.8016 | 32.7872 | -117.123 | 1 | rooftop | 9366 | Friars Rd |  |  | San Diego | CA | San Diego County | 92108 | US | San Diego Geographic Information Source - JPA
APCD2016-PTO-002538 | Active | 2016-02-25 | [34H] California Certified Emergency Standby Engine | Pacific Bell Telephone Co DBA AT&T California | Mindy Lusk | 4042 37th Street San Diego, CA | 92104 | K | Emergency Diesel Engine: Caterpillar, Model 3512C, 2206 BHP, turbocharged, aftercooled, S/N CT200121, Model Year 2014, Tier 2 Certified, Engine Family No. ECPXL78.1NZS, driving a 1500-kW generator; equipped with a diesel particulate filter/diesel oxidation catalyst, Rypos, Series HDPF/C, Model ADPF-4. | 1 | 0 | 0 | 0 | 1 | Diesel | 500 | 2206 | 500 | 2021-12-16 | 100.90 | 2022-06-02 | 123.00 | 22.1 | 11050 | 10.0377 | 32.7509 | -117.1135 | 1 | rooftop | 4042 | 37th St |  |  | San Diego | CA | San Diego County | 92105 | US | San Diego Geographic Information Source - JPA
APCD2016-PTO-002540 | Active | 2014-08-14 | [34H] California Certified Emergency Standby Engine | Scripps Health | Bob Bullock | 9898 Genesee Ave La Jolla, CA | 92037 | I | Emergency Engine Generator: Mitsubishi Diesel Engine, Model S12R-Y2PTAW-1, rated at 1881 bhp, Model year 2014, S/N 16413, EPA Tier 2 Certified Engine, Family Number EMVXL49.0BBA, turbocharged, driving a 1250 KW Electrical Generator. | 1 | 0 | 0 | 0 | 1 | Diesel | 250 | 1881 | 250 | 2021-08-06 | 87.40 | 2021-08-06 | 95.80 | 8.4 | 2100 | 1.9076 | 32.884 | -117.2243 | 1 | rooftop | 9898 | Genesee Ave |  |  | LA Jolla | CA | San Diego County | 92037 | US | San Diego Geographic Information Source - JPA
APCD2016-PTO-002541 | Active | 2016-02-29 | [34W] Registered Engine (Rule 12) | Alvarado Hospital | Paul Staughton | 6655 Alvarado Rd San Diego, CA | 92120 | J | Emergency Diesel Engine Fire Pump: Deutz model D226-3; serial number 226.32.20807; uncertified (tier 0); 53 bhp rated; driving an emergency fire pump | 1 | 0 | 0 | 0 | 1 | Diesel |  | 53 | 39.5221 | 2021-09-01 | 573.50 | 2021-09-01 | 604.10 | 30.6 | 1209.3763 | 1.0986 | 32.7761 | -117.0574 | 1 | rooftop | 6655 | Alvarado Rd |  |  | San Diego | CA | San Diego County | 92120 | US | San Diego Geographic Information Source - JPA
APCD2016-PTO-002542 | Active | 2015-01-20 | [34H] California Certified Emergency Standby Engine | City of Escondido - Water Treatment Plant | Reed Harlan | 3440 E Valley Parkway Escondido, CA | 92027 | D | Emergency standby engine: Caterpillar diesel engine, Model C32, S/N PRH05264, rated at 1474 bhp, Model Year 2015, Tier 2 certified of Engine Family Number FCPXL32.0NZS, driving a 1000 KW generator. (Engine #1) | 1 | 0 | 0 | 0 | 1 | Diesel | 1000 | 474 | 1000 | 2021-09-09 | 138.40 | 2021-09-09 | 148.00 | 9.6 | 9600 | 8.7206 | 33.1565 | -117.0316 | 1 | range_interpolation | 3440 | E Valley Pkwy |  |  | Escondido | CA | San Diego County | 92027 | US | TIGER/LineÂ® dataset from the US Census Bureau
APCD2016-PTO-002543 | Active | 2015-01-20 | [34H] California Certified Emergency Standby Engine | City of Escondido - Water Treatment Plant | Reed Harlan | 3440 E Valley Parkway Escondido, CA | 92027 | D | Emergency standby engine: Caterpillar diesel engine, Model C32, S/N PRH05252, rated at 1474 bhp, Model Year 2015, Tier 2 certified of Engine Family Number FCPXL32.0NZS, driving a 1000 KW generator (Engine #2) | 1 | 0 | 0 | 0 | 1 | Diesel | 1000 | 474 | 1000 | 2021-09-09 | 117.30 | 2021-09-09 | 136.50 | 19.2 | 19200 | 17.4411 | 33.1565 | -117.0316 | 1 | range_interpolation | 3440 | E Valley Pkwy |  |  | Escondido | CA | San Diego County | 92027 | US | TIGER/LineÂ® dataset from the US Census Bureau
APCD2016-PTO-002555 | Active | 2015-09-14 | [34H] California Certified Emergency Standby Engine | Customs & Border Protection | Mike Grisak | 7560 Britannia Ct San Diego, CA | 92154 | S | Emergency standby engine: Caterpillar diesel engine, Model C4.4, S/N E5M01185, rated at 130 bhp, Model Year 2009, Tier 3 certified of Engine Family Number 9PKXL04.4NJ1, driving a 60 KW generator. | 1 | 0 | 0 | 0 | 1 | Diesel | 60 | 130 | 60 | 2021-12-16 | 30.70 | 2021-12-16 | 49.80 | 19.1 | 1146 | 1.041 | 32.5491 | -116.9772 | 1 | rooftop | 7560 | Britannia Ct |  |  | San Diego | CA | San Diego County | 92154 | US | Sandoval
APCD2016-PTO-002556 | Active | 2015-09-04 | [34H] California Certified Emergency Standby Engine | Homewood Suites Mission Valley | Mike Edwards | 445 Camino Del Rio South San Diego, CA | 92108 | M | Emergency standby engine: John Deere diesel engine, Model 4045HF285, S/N PE4045L279291, rated at 197 bhp, Model Year 2015, Tier 3 certified of Engine Family Number FJDXL06.8120, driving a 125 KW generator. | 1 | 0 | 0 | 0 | 1 | Diesel | 125 | 197 | 125 | 2021-09-02 | 58.90 | 2021-09-02 | 62.00 | 3.1 | 387.5 | 0.352 | 32.7623 | -117.1597 | 1 | rooftop | 445 | Camino Del Rio S |  |  | San Diego | CA | San Diego County | 92108 | US | San Diego Geographic Information Source - JPA
APCD2016-PTO-002557 | Active | 2016-03-21 | [34H] California Certified Emergency Standby Engine | City of Santee | Edward Ruiz | 10601 Magnolia Avenue Santee, CA | 92071 | H | Emergency standby engine: Perkins diesel engine, Model RE51214, rated at 65.6 bhp, Model Year 2005, S/N U229807M, EPA Tier 2 certified of Engine Family Number 5PKXL04.4RE1, driving a 25 KW generator. | 1 | 0 | 0 | 0 | 1 | Diesel | 25 | 65.6 | 25 | 2022-01-01 | 181.54 | 2022-01-01 | 184.90 | 3.36 | 84 | 0.076305 | 32.8695 | -116.9711 | 1 | range_interpolation | 10601 | Magnolia Ave |  |  | Santee | CA | San Diego County | 92071 | US | TIGER/LineÂ® dataset from the US Census Bureau
APCD2016-PTO-002560 | Active | 2015-07-10 | [34H] California Certified Emergency Standby Engine | Ramona Municipal Water District |  | 15201 GREEN VALLEY TRUCK TR POWAY, CA | 92064 | F | Emergency standby engine: Cummins, natural gas engine, Model GGHG-1517352, S/N H150864723, rated at 176 BHP, Model Year 2015, EPA certified Engine Family Number FCEXB06.8GDB, driving an 85 KW generator. | 0 | 0 | 1 | 0 | 1 | Natural Gas | 85 | 176 | 85 | 2021-12-02 | 55.70 | 2021-12-02 | 65.20 | 9.5 | 807.5 | 0.58645 | 33.0161 | -117.0074 | 1 | range_interpolation | 15201 | Green Valley Truck Trl |  |  | Poway | CA | San Diego County | 92064 | US | TIGER/LineÂ® dataset from the US Census Bureau
APCD2016-PTO-002562 | Active | 2015-03-12 | [34H] California Certified Emergency Standby Engine | Great Lakes Data Systems (GLDS) | Garrick Russell | 5954 Priestly Drive Carlsbad, CA | 92008 | C | Emergency Natural Gas Fired Engine: General Motors Engine, Model Vortec 4.3 L, Model Year 2012, 56 bhp, S/N GM 12552422, EPA Certified Engine, Family Number CPSIB4.302ED, equipped with a Nett Technology 3-way catalytic converter and Air to Fuel Controller, Engine drives a 38-kw generator. | 0 | 0 | 1 | 0 | 1 | Natural Gas | 38 | 56 | 38 | 2022-03-22 | 211.30 | 2022-03-22 | 217.80 | 6.5 | 247 | 0.17939 | 33.1337 | -117.2716 | 1 | rooftop | 5954 | Priestly Dr |  |  | Carlsbad | CA | San Diego County | 92008 | US | San Diego Geographic Information Source - JPA
APCD2016-PTO-002563 | Active | 2015-10-09 | [34H] California Certified Emergency Standby Engine | North County Health Project Inc/TrueCare | Paul Ibarra | 150 Valpreda San Marcos, CA | 92069 | B | Emergency standby engine: John Deere diesel engine, Model 4045HF285, S/N PE4045L278266, rated at 158 bhp, Model Year 2015, Tier 3 certified of Engine Family Number FJDXL04.5119, driving a 100 KW generator. | 1 | 0 | 0 | 0 | 1 | Diesel | 100 | 158 | 100 | 2022-04-11 | 122.19 | 2022-04-11 | 126.59 | 4.4 | 440 | 0.39969 | 33.1402 | -117.1571 | 1 | rooftop | 150 | Valpreda Rd |  |  | San Marcos | CA | San Diego County | 92069 | US | San Diego Geographic Information Source - JPA
APCD2016-PTO-002564 | Active | 2014-12-19 | [34H] California Certified Emergency Standby Engine | Cottonwood Healthcare | Josh Nichol | 1391 E Madison El Cajon, CA | 92021 | L | Emergency standby engine: John Deere diesel engine, Model 6068HF285, S/N PE6068L010529, rated at 237 bhp, Model Year 2007, Tier 3 certified of Engine Family Number 7JDXL06.8104, driving a 150 KW generator. | 1 | 0 | 0 | 0 | 1 | Diesel | 150 | 237 | 150 | 2021-12-08 | 102.00 | 2021-12-08 | 120.90 | 18.9 | 2835 | 2.5753 | 32.7998 | -116.932 | 1 | rooftop | 1391 | E Madison Ave |  |  | El Cajon | CA | San Diego County | 92021 | US | San Diego Geographic Information Source - JPA
APCD2016-PTO-002567 | Active | 2014-06-18 | [34H] California Certified Emergency Standby Engine | City of San Diego - Public Utilities Dept (PUD) | Neil Tran | 2392 Kincaid Road San Diego, CA | 92101 | N | Emergency Engine Generator: Caterpillar Diesel Engine, Model C15, rated at 762 bhp, Model Year 2014, S/N FTE02100, EPA Tier 2 Certified Engine, Family Number FCPXL15.2NZS, driving a 500 kw Generator. | 1 | 0 | 0 | 0 | 1 | Diesel | 500 | 762 | 500 | 2022-04-21 | 49.70 | 2022-04-21 | 59.20 | 9.5 | 4750 | 4.3149 | 32.7316 | -117.2109 | 1 | rooftop | 2392 | Kincaid Rd |  |  | San Diego | CA | San Diego County | 92101 | US | San Diego Geographic Information Source - JPA
APCD2016-PTO-002568 | Active | 2015-06-09 | [34H] California Certified Emergency Standby Engine | USMC MCAS Miramar | Luis Eria | Bldg 9570 Hangar 5 San Diego, CA | 92145 | H | Emergency Engine Generator: Iveco / FPT Industrial S.P.A Engine, Model F3AE9685A-E, Turbocharged and Aftercooled, rated at 449 bhp, Model Year 2015, S/N E003-200959, EPA, Tier 3, Certified Engine, Family Number FFPXL10.3TR3, driving a 300 kw Electrical Generator. | 0 | 0 | 0 | 0 | 0 | Unknown | 300 | 449 | 300 | 2022-01-01 | 63.00 | 2022-01-01 | 66.00 | 3 | 900 | 0 | 32.7241 | -117.1709 | 0.5 | place |  |  |  |  | San Diego | CA | San Diego County | 92101 | US | TIGER/LineÂ® dataset from the US Census Bureau
APCD2016-PTO-002573 | Active | 2015-11-30 | [34H] California Certified Emergency Standby Engine | USMC Base Military Support | ROMEO HACINAS | Building 13100 Camp Pendleton, CA | 92055 | A | Emergency standby engine: John Deere diesel engine, Model 5030HF285G, S/N PE5030L135208, rated at 96 bhp, Model Year 2013, Tier 3 certified of Engine Family Number DJDXL04.5141, driving a 60 KW generator. | 1 | 0 | 0 | 0 | 1 | Diesel | 60 | 96 | 60 | [5 empty] | 0 | 0 | 33.3877 | -117.4448 | 0.5 | place |  |  |  |  | Camp Pendleton | CA | San Diego County | 92055 | US | TIGER/LineÂ® dataset from the US Census Bureau
APCD2016-PTO-002576 | Active | 2016-04-13 | [34H] California Certified Emergency Standby Engine | USDA Forest Service | Jim Stratton | 3766 Kitchen Creek Rd Pine Valley, CA | 91962 | R | Emergency Propane Engine: General Motors, Model 5.7LTCAC, 155 BHP, S/N 57-32042K14, Model Year 2014, Engine Family No. EPSIB5.70EMT, equipped with a catalytic converter. | 0 | 0 | 0 | 1 | 1 | Propane |  | 155 | 115.5835 | 2021-10-27 | 546.70 | 2022-07-27 | 578.00 | 31.3 | 3617.7636 | 2.9807 | 32.7499 | -116.451 | 0.7 | street_center |  | Kitchen Creek Rd |  |  | Pine Valley | CA | San Diego County | 91962 | US | TIGER/LineÂ® dataset from the US Census Bureau
APCD2016-PTO-002577 | Active | 2016-04-13 | [34H] California Certified Emergency Standby Engine | USDA Forest Service | Jim Stratton | 3766 Kitchen Creek Rd Pine Valley, CA | 91962 | R | Emergency Diesel Engine: John Deere, Model 4045TF290E, 64 BHP, S/N PE4045R955757, Model Year 2014, Tier 3 Certified, Engine Family No. EJDXL04.5214, driving a 500-gpm pump. | 1 | 0 | 0 | 0 | 1 | Diesel |  | 64 | 47.7248 | 2021-10-27 | 2.50 | 2022-07-27 | 2.50 | 0 | 0 | 0 | 32.7499 | -116.451 | 0.7 | street_center |  | Kitchen Creek Rd |  |  | Pine Valley | CA | San Diego County | 91962 | US | TIGER/LineÂ® dataset from the US Census Bureau
APCD2016-PTO-002583 | Active | 2015-04-16 | [34H] California Certified Emergency Standby Engine | Richard J Donovan Correctional Facility | Daniel McCourt | 480 Alta Rd San Diego, CA | 92179 | R | Emergency Engine Generator: Caterpillar Diesel Engine, Model 3516C. rated at 2937 bhp, Model Year 2015, S/N DD600770, EPA Tier 2 Certified Engine, Family Number FCPXL78.1NZS, Turbocharged and Aftercooled, driving a 2000 kw Electrical Generator. | 1 | 0 | 0 | 0 | 1 | Diesel | 2000 | 937 | 2000 | 2021-09-09 | 45.60 | 2021-09-09 | 53.10 | 7.5 | 15000 | 13.6259 | 32.5811 | -116.9272 | 1 | rooftop | 480 | Alta Rd |  |  | San Diego | CA | San Diego County | 92179 | US | San Diego Geographic Information Source - JPA
APCD2016-PTO-002584 | Active | 2015-10-06 | [34H] California Certified Emergency Standby Engine | USS Midway Museum | Charles Gordon | 910 N Harbor Dr San Diego, CA | 92101 | N | Emergency standby engine: Caterpillar diesel engine, Model C7.1, S/N E5500297, rated at 315 bhp, Model Year 2015, Tier 3 certified of Engine Family Number FPKXL07.0PW1, driving a 200 KW generator. | 1 | 0 | 0 | 0 | 1 | Diesel | 200 | 315 | 200 | 2021-09-14 | 50.70 | 2021-09-14 | 54.60 | 3.9 | 780 | 0.70855 | 32.7291 | -117.1933 | 1 | range_interpolation | 910 | N Harbor Dr |  |  | San Diego | CA | San Diego County | 92101 | US | TIGER/LineÂ® dataset from the US Census Bureau
APCD2016-PTO-002585 | Active | 2015-04-09 | [34H] California Certified Emergency Standby Engine | USMC Base Public Utilities U03 | Air Quality Section | Building 2492 Camp Pendleton, CA | 92055 | A | Emergency standby engine: John Deere diesel engine, Model 6068HFG85, S/N PE6068L966909, rated at 315 bhp, Model Year 2015, EPA Tier 3 Certified Engine, Family Number FJDXL13.5103, turbocharged and air cooled, driving a 200 kW generator. | 1 | 0 | 0 | 0 | 1 | Diesel | 200 | 315 | 200 | [5 empty] | 0 | 0 | 33.3877 | -117.4448 | 0.5 | place |  |  |  |  | Camp Pendleton | CA | San Diego County | 92055 | US | TIGER/LineÂ® dataset from the US Census Bureau
APCD2016-PTO-002588 | Active | 2015-07-27 | [34H] California Certified Emergency Standby Engine | ARE-SD Region No 61 LLC | Christina Wilson | 4242 Campus Point Court San Diego, CA | 92121 | G | Emergency standby engine: John Deere diesel engine, Model 6135HFG75, S/N RG6135G06991, rated at 755 bhp, Model Year 2015, Tier 3 certified of Engine Family Number FJDXL13.5132, driving a 500 KW generator. | 1 | 0 | 0 | 0 | 1 | Diesel | 500 | 755 | 500 | 2021-07-29 | 39.80 | 2021-07-29 | 45.40 | 5.6 | 2800 | 2.5435 | 32.8882 | -117.2242 | 1 | rooftop | 4242 | Campus Point Ct |  |  | San Diego | CA | San Diego County | 92121 | US | Sandoval
APCD2016-PTO-002594 | Active | 2014-11-24 | [34H] California Certified Emergency Standby Engine | Vons/Safeway | Mike Cliatt | 3439 Via Montebello Carlsbad, CA | 92009 | E | Emergency Natural Gas Fired: Engine Industrial Power / Generac, Model Inline, Model Year 2013, 78.42 bhp, S/N: 4G64S4M (SMH5996), EPA Certified Engine, Family Number: DGNXB02.4L1, equipped with a Generac 3-way catalytic converter, and an Air to Fuel Controller, Engine drives a 45 kw generator. | 0 | 0 | 1 | 0 | 1 | Natural Gas | 45 | 78.42 | 45 | 2022-01-01 | 77.20 | 2022-01-01 | 78.20 | 1 | 45 | 0.032682 | 33.0813 | -117.2326 | 1 | rooftop | 3439 | Via Montebello |  |  | Carlsbad | CA | San Diego County | 92009 | US | San Diego Geographic Information Source - JPA
APCD2016-PTO-002597 | Active | 2015-05-26 | [34H] California Certified Emergency Standby Engine | Illumina | EHS | 5200 Illumina Way San Diego, CA | 92122 | H | Mitsubishi diesel engine, Model S16R-Y2PTAW2-1, S/N 20694, rated at 2923 bhp, Model Year 2015, Tier 2 certified of Engine Family Number FMVXL65.4BBA, driving a 2000 KW generator. | 1 | 0 | 0 | 0 | 1 | Diesel | 2000 | 2923 | 2000 | 2021-12-31 | 63.00 | 2021-12-31 | 97.90 | 34.9 | 69800 | 63.4058 | 32.8708 | -117.198 | 1 | rooftop | 5200 | Illumina Way |  |  | San Diego | CA | San Diego County | 92122 | US | San Diego Geographic Information Source - JPA
APCD2016-PTO-002601 | Active | 2016-05-13 | [34H] California Certified Emergency Standby Engine | Santa Fe Irrigation District | Rocky Hughes | 18535 Aliso Canyon Road Rancho Santa Fe, CA | 92067 | E | Emergency standby engine: Caterpillar diesel engine, Model C15 ATAAC, rated at 762 bhp, Model Year 2015, S/N FTE02408, EPA Tier 2 Certified Engine, Family Number FCPXL15.2NZS, driving a 568 kW generator. | 1 | 0 | 0 | 0 | 1 | Diesel | 568 | 762 | 568 | [5 empty] | 0 | 0 | 33.0517 | -117.174 | 1 | rooftop | 18535 | Aliso Canyon Rd |  |  | Rancho Santa Fe | CA | San Diego County | 92067 | US | San Diego Geographic Information Source - JPA
APCD2016-PTO-002602 | Active | 2016-02-29 | [34H] California Certified Emergency Standby Engine | Dexcom Inc | EHS Manager | 6350 Sequence Dr San Diego, CA | 92121 | G | Emergency diesel engine: Mitsubishi, Model S16R-Y2PTAW2-1, S/N 21862, 2923 BHP, Model Year 2016, Tier 2 certified, Engine Family Number GMVXL65.4BBA, driving a 2000 KW generator. | 1 | 0 | 0 | 0 | 1 | Diesel | 2000 | 2923 | 2000 | 2021-12-14 | 18.80 | 2021-12-14 | 28.00 | 9.2 | 18400 | 16.7144 | 32.9083 | -117.1861 | 1 | rooftop | 6350 | Sequence Dr |  |  | San Diego | CA | San Diego County | 92121 | US | San Diego Geographic Information Source - JPA
APCD2016-PTO-002603 | Active | 2016-05-18 | [34H] California Certified Emergency Standby Engine | Ramona Municipal Water District | Tom McKernan | 23451 San Vicente Road Ramona, CA | 92065 | F | Emergency diesel engine: Make Cummins, Model QSX15-G9, S/N 79812096, rated at 755 bhp, Model Year 2015, Tier 2 certified of Engine Family Number FCEXL015.AAJ, driving a 500 KW generator. | 1 | 0 | 0 | 0 | 1 | Diesel | 500 | 755 | 500 | 2021-12-03 | 37.20 | 2021-12-03 | 44.70 | 7.5 | 3750 | 3.4065 | 33.0051 | -116.823 | 1 | rooftop | 23451 | San Vicente Rd |  |  | Ramona | CA | San Diego County | 92065 | US | San Diego Geographic Information Source - JPA
APCD2016-PTO-002604 | Active | 2015-02-26 | [34H] California Certified Emergency Standby Engine | IDA | Jeff Lamont | 4320 Westera Court San Diego, CA | 92121 | G | Emergency Engine Generator: Mitsubishi Diesel Engine, Model S12A2-Y2PTAW-2, rated at 1207 bhp, Model Year 2014, S/N 28113, EPA Tier 2 Certified Engine, Family Number FMVXL33.9BBA, Turbocharged and Aftercooled, driving a 750 kw generator, | 1 | 0 | 0 | 0 | 1 | Diesel | 750 | 1207 | 750 | 2021-11-16 | 117.30 | 2021-11-16 | 131.00 | 13.7 | 10275 | 9.3337 | 32.884 | -117.2165 | 1 | rooftop | 4320 | Westerra Ct |  |  | San Diego | CA | San Diego County | 92121 | US | Sandoval
APCD2016-PTO-002605 | Active | 2015-07-07 | [34H] California Certified Emergency Standby Engine | USMC Recruit Depot | Jesselton Gregorio | Barnett Av & Pacific Hy San Diego, CA | 92140 | M | Emergency standby engine: FTP diesel engine, Model F4GE9485A*J, S/N J602-01236464, rated at 132 bhp, Model Year 2014, Tier 3 certified of Engine Family Number EFPXL06.7DGB, driving a 80 KW generator. | 1 | 0 | 0 | 0 | 1 | Diesel | 80 | 132 | 80 | [5 empty] | 0 | 0 | 33.0263 | -117.2512 | 0.8 | intersection |  | Brand Crst |  |  | Encinitas | CA | San Diego County | 92024 | US | TIGER/LineÂ® dataset from the US Census Bureau
APCD2016-PTO-002607 | Active | 2016-05-17 | [34W] Registered Engine (Rule 12) | San Diego County Office of Education - Camp Fox | Dino Stavros | 24102 Highway 76 Santa Ysabel, CA | 92070 | D | Emergency Diesel Engine: Detroit model RC 3913; serial number 3A73185; uncertified (tier 0); 87 bhp rated; driving a generator. | 1 | 0 | 0 | 0 | 1 | Diesel |  | 87 | 64.8759 | 2021-06-11 | 2727.40 | 2021-06-11 | 2727.90 | 0.5 | 32.438 | 0.029466 | 33.2638 | -116.8081 | 0.8 | rooftop | 24102 | State Route 76 |  |  | Santa Ysabel | CA | San Diego County | 92070 | US | San Diego Geographic Information Source - JPA
APCD2016-PTO-002608 | Active | 2016-05-17 | [34W] Registered Engine (Rule 12) | San Diego County Office of Education - Camp Palomar | Dino Stavros | 19452 State Park Road Palomar Mountain, CA | 92060 | B | Registration of Existing Standby Propane Engine Hercules, Model G3400, S/N IG3315345, uncertified (tier 0) 80 BHP, driving a generator. Original APP# APCD2016-CER-000676 | 0 | 0 | 0 | 1 | 1 | Propane |  | 80 | 59.656 | 2021-06-11 | 1378.00 | 2022-05-19 | 1393.90 | 15.9 | 948.5304 | 0.78149 | 33.3181 | -116.8788 | 0.7 | street_center |  | State Park Rd |  |  | Palomar Mountain | CA | San Diego County | 92060 | US | TIGER/LineÂ® dataset from the US Census Bureau
APCD2016-PTO-002613 | Active | 2015-10-08 | [34H] California Certified Emergency Standby Engine | City of Encinitas | Eric Hilborn | 505 South Vulcan Ave Encinitas, CA | 92024 | E | Emergency standby engine: John Deere diesel engine, Model 6135HFG75, S/N RG6135G007056, rated at 755 bhp, Model Year 2015, Tier 3 certified of Engine Family Number FJDXL13.5132, driving a 500 KW generator. | 1 | 0 | 0 | 0 | 1 | Diesel | 500 | 755 | 500 | [5 empty] | 0 | 0 | 33.0454 | -117.2915 | 1 | rooftop | 505 | S Vulcan Ave |  |  | Encinitas | CA | San Diego County | 92024 | US | San Diego Geographic Information Source - JPA
APCD2016-PTO-002614 | Active | 2016-06-03 | [34H] California Certified Emergency Standby Engine | Judicial Council of California | Jim Peterson | 1100 Union St San Diego, CA | 92101 | N | Emergency standby engine: Detroit Diesel/MTU diesel engine, Model 20V4000G83L (S/N: 5282010332), rated at 4680 BHP, Model Year 2014, EPA Tier 2 certified of Engine Family Number EMDDL95.4XTR, driving a 3250 KW generator. Equipped with turbocharger and aftercooler. | 1 | 0 | 0 | 0 | 1 | Diesel | 250 | 4680 | 250 | 2021-07-28 | 112.00 | 2022-05-27 | 125.10 | 13.1 | 3275 | 2.975 | 32.7169 | -117.1656 | 1 | range_interpolation | 1100 | Union St |  |  | San Diego | CA | San Diego County | 92101 | US | TIGER/LineÂ® dataset from the US Census Bureau
APCD2016-PTO-002615 | Active | 2015-08-27 | [34H] California Certified Emergency Standby Engine | COUNTY OF SAN DIEGO (RCS) |  | 1510 LA PLAZA SAN MARCOS, CA | 92078 | E | Emergency standby engine: General Motors, propane engine, Model Industrial Powertrain, rated at 155 BHP, Model Year 2015, S/N 5.7I35878P15, EPA certified Engine Family Number FPSIB5.70EMT, driving an 100 KW generator. | 0 | 0 | 0 | 1 | 1 | Propane | 100 | 155 | 100 | [5 empty] | 0 | 0 | 33.1165 | -117.2053 | 1 | range_interpolation | 1510 | LA Plaza Dr |  |  | San Marcos | CA | San Diego County | 92078 | US | TIGER/LineÂ® dataset from the US Census Bureau
APCD2016-PTO-002616 | Active | 2015-05-06 | [34H] California Certified Emergency Standby Engine | Explora BioLabs | Tony Reyes | 11175 Flintkote Avenue San Diego, CA | 92121 | G | Emergency Standby Engine: John Deere Diesel Engine, Model 5030HF285G, rated at 96 bhp, Model Year 2014, S/N PE5030L133150, EPA Tier 3 Certified Engine, Family Number DJDXL004.5141, driving a 60 kw Electrical Generator | 1 | 0 | 0 | 0 | 1 | Diesel | 60 | 96 | 60 | 2021-09-09 | 84.10 | 2021-09-09 | 95.10 | 11 | 660 | 0.59954 | 32.9043 | -117.2313 | 1 | rooftop | 11175 | Flintkote Ave |  |  | San Diego | CA | San Diego County | 92121 | US | San Diego Geographic Information Source - JPA
APCD2016-PTO-002619 | Active | 2016-04-06 | [34H] California Certified Emergency Standby Engine | Dept of Navy-Naval Base Point Loma (NBPL) Public Works Dept (PWD) |  | USN Naval Base Point Loma,C3F Complex, Bldg 61 San Diego, CA | 92106 | I | Emergency standby engine: Cummins diesel engine, Model QSB5-G3 NR3, S/N 73839635, rated at 145 bhp, Model Year 2015, Tier 3 certified of Engine Family Number FCEXL0275AAG, driving a 60 KW generator. | 1 | 0 | 0 | 0 | 1 | Diesel | 60 | 145 | 60 | 2021-11-18 | 60.10 | 2021-11-18 | 67.00 | 6.9 | 414 | 0.37607 | 32.7241 | -117.1709 | 1 | place |  |  |  |  | San Diego | CA | San Diego County | 92101 | US | TIGER/LineÂ® dataset from the US Census Bureau
APCD2016-PTO-002621 | Active | 2016-06-16 | [34H] California Certified Emergency Standby Engine | Agene BioSciences INC. | Tom Hastings | 4755 Eastgate Drive San Diego, CA | 92121 | G | Emergency Diesel Engine: John Deere, Model 4045HF285I, 158 BHP, turbocharged, aftercooled, S/N PE4045L279568, Model Year 2015, Tier 3 Certified, Engine Family No. FJDXL04.5119, driving a generator. | 1 | 0 | 0 | 0 | 1 | Diesel |  | 158 | 117.8206 | 2021-11-12 | 84.80 | 2021-11-12 | 97.90 | 13.1 | 1543.4499 | 1.4021 | 32.8791 | -117.2048 | 0.76 | rooftop | 4755 | Eastgate Mall |  |  | San Diego | CA | San Diego County | 92121 | US | San Diego Geographic Information Source - JPA
APCD2016-PTO-002630 | Active | 2015-01-21 | [34H] California Certified Emergency Standby Engine | Richard J Donovan Correctional Facility | Daniel McCourt | 480 Alta Rd San Diego, CA | 92179 | R | Emergency Engine Generator: Caterpillar Diesel Engine, Model 3516C, rated at 2937 bhp, Model Year 2015, S/N DD600771, EPA Tier 2 Certified Engine, Family Number FCPXL78.1NZS, Turbocharged and aftercooled, driving a 2000 kw Electrical Generator. | 1 | 0 | 0 | 0 | 1 | Diesel | 2000 | 2937 | 2000 | 2021-09-09 | 55.60 | 2021-09-09 | 59.40 | 3.8 | 7600 | 6.9038 | 32.5811 | -116.9272 | 1 | rooftop | 480 | Alta Rd |  |  | San Diego | CA | San Diego County | 92179 | US | San Diego Geographic Information Source - JPA
APCD2016-PTO-002633 | Active | 2015-08-05 | [34H] California Certified Emergency Standby Engine | Borrego Water District - Lift Stn |  | 2990 Borrego Valley Road Borrego Springs, CA | 92004 | D | Emergency Propane Fired Engine: Power Solution International (PSI), Model 8.8L, Model Year 2015, 162 bhp, S/N 8.8L05494; Fuel: Propane, EPA Certified Engine, Family Number FPS1B8.80 EMT, equipped with PSI catalytic converter with an Air/Fuel Controller. Engine drives a 105 kW generator (Mfr: Kohler, Model: 125REZGC, S/N SGM32F267). Location: Lift Station. | 0 | 0 | 0 | 1 | 1 | Propane | 105 | 162 | 105 | 2021-05-06 | 77.80 | 2022-04-22 | 86.70 | 8.9 | 934.5 | 0.76993 | 33.239 | -116.3482 | 1 | range_interpolation | 2990 | Borrego Valley Rd |  |  | Borrego Springs | CA | San Diego County | 92004 | US | TIGER/LineÂ® dataset from the US Census Bureau
APCD2016-PTO-002636 | Active | 2016-07-05 | [34H] California Certified Emergency Standby Engine | Naval Medical Center San Diego | Matthew Drake | US Nav Sta 1 SCE Bldg 3230 San Diego, CA | 92134 | N | Emergency Diesel Engine: John Deere, Model 4045HF285, 197 BHP, S/N PE4045L271378, Model Year 2014, Tier 3 Certified, Engine Family No. FJDXL06.8120, driving a generator. | 1 | 0 | 0 | 0 | 1 | Diesel |  | 197 | 146.9029 | 2022-07-05 | 82.50 | 2022-07-05 | 93.40 | 10.9 | 1601.2416 | 1.4546 | 32.7241 | -117.1709 | 0.5 | place |  |  |  |  | San Diego | CA | San Diego County | 92101 | US | TIGER/LineÂ® dataset from the US Census Bureau
APCD2016-PTO-002644 | Active | 2015-10-08 | [34H] California Certified Emergency Standby Engine | VCA Animal Specialty Group #868 | Sonni Nevarez | 5610 Kearny Mesa Rd Suite B San Diego, CA | 92111 | M | Emergency standby engine: John Deere diesel engine, Model 6090HF484, S/N RG6090L125005, rated at 346 bhp, Model Year 2015, Tier 3 certified of Engine Family Number FJDXL09.0114, driving a 230 KW generator. | 1 | 0 | 0 | 0 | 1 | Diesel | 230 | 346 | 230 | 2021-09-09 | 86.10 | 2021-09-09 | 96.40 | 10.3 | 2369 | 2.152 | 32.8372 | -117.1391 | 1 | rooftop | 5610 | Kearny Mesa Rd | Ste | B | San Diego | CA | San Diego County | 92111 | US | San Diego Geographic Information Source - JPA
APCD2016-PTO-002645 | Active | 2015-09-18 | [34H] California Certified Emergency Standby Engine | City of San Diego - Public Utilities Department (Wastewater) | Steve Hiczewski | 4077 Harbor Dr N San Diego, CA | 92101 | N | Emergency Engine Generator: Caterpillar Diesel Engine #2, Model 3516 C, rated at 2722 bhp, Model Year 2010, S/N MHB00472, EPA Tier 2 Certified Engine, Family Number ACPXL78.1T2X, driving a 2000kw Electrical Generator. | 1 | 0 | 0 | 0 | 1 | Diesel | 2000 | 2722 | 2000 | 2021-08-10 | 15.40 | 2022-08-01 | 22.60 | 7.2 | 14400 | 13.0809 | 33.1485 | -117.3378 | 0.9 | range_interpolation | 4077 | Harbor Dr |  |  | Carlsbad | CA | San Diego County | 92008 | US | TIGER/LineÂ® dataset from the US Census Bureau
APCD2016-PTO-002646 | Active | 2016-07-27 | [34H] California Certified Emergency Standby Engine | HP Inc. | EHS | 16399 West Bernardo Dr San Diego, CA | 92127 | F | Emergency Diesel Engine: John Deere, Model 4045HF280F, 99 BHP, turbocharged, aftercooled, S/N PE4045L274803, Model Year 2015, Tier 3 Certified, Engine Family No. FJDXL04.5141, driving a fire pump. | 1 | 0 | 0 | 0 | 1 | Diesel |  | 99 | 73.8243 | 2022-03-09 | 139.00 | 2022-03-09 | 168.90 | 29.9 | 2207.3466 | 2.0051 | 33.0116 | -117.0872 | 1 | rooftop | 16399 | W Bernardo Dr W |  |  | San Diego | CA | San Diego County | 92127 | US | City of San Diego
APCD2016-PTO-002647 | Active | 2015-09-18 | [34H] California Certified Emergency Standby Engine | City of San Diego - Public Utilities Department (Wastewater) | Steve Hiczewski | 4077 Harbor Dr N San Diego, CA | 92101 | N | Emergency Engine Generator #1: Caterpillar Diesel Engine, Model 3516C, rated at 2722 bhp, Model Year 2010, S/N MHB00467, EPA Tier 2 Certified Engine, Family Number ACPXL78.1T2x, driving a 2000kw Electrical Generator. | 1 | 0 | 0 | 0 | 1 | Diesel | 2000 | 2722 | 2000 | 2021-08-10 | 10.30 | 2022-08-01 | 15.50 | 5.2 | 10400 | 9.4473 | 33.1485 | -117.3378 | 0.9 | range_interpolation | 4077 | Harbor Dr |  |  | Carlsbad | CA | San Diego County | 92008 | US | TIGER/LineÂ® dataset from the US Census Bureau
APCD2016-PTO-002648 | Active | 2015-10-02 | [34H] California Certified Emergency Standby Engine | Springhill Suites by Marriott | Steve Jones | 2401 Camino Del Rio North San Diego, CA | 92108 | M | Emergency standby engine: John Deere diesel engine, Model 4045HF285, S/N PE4045L278390, rated at 158 bhp, Model Year 2015, Tier 3 certified of Engine Family Number FJDXL04.5119, driving a 100 KW generator. | 1 | 0 | 0 | 0 | 1 | Diesel | 100 | 158 | 100 | [5 empty] | 0 | 0 | 32.7676 | -117.1383 | 0.86 | rooftop | 2401 | Camino Del Rio S |  |  | San Diego | CA | San Diego County | 92108 | US | San Diego Geographic Information Source - JPA
APCD2016-PTO-002651 | Active | 2014-03-10 | [34H] California Certified Emergency Standby Engine | Firstlight Media US Holdings Inc. | Nick Arsenault | 4875 Eastgate Mall Ste 100 San Diego, CA | 92121 | G | Emergency Engine Generator: Caterpillar Diesel Engine, Model 3512C, rated at 2006 bhp, Model Year 2010, S/N EBG00834, EPA Tier 2 Certified Engine, Family Number ACPXL58.6T2X, , turbocharged and aftercooled driving a 1360kw Electrical Generator. | 1 | 0 | 0 | 0 | 1 | Diesel | 1360 | 2006 | 1360 | 2021-05-13 | 85.20 | 2022-06-29 | 114.00 | 28.8 | 39168 | 35.5799 | 32.8795 | -117.2023 | 1 | rooftop | 4875 | Eastgate Mall | Ste | 100 | San Diego | CA | San Diego County | 92121 | US | San Diego Geographic Information Source - JPA
APCD2016-PTO-002656 | Active | 2016-08-03 | [34H] California Certified Emergency Standby Engine | USN Weapons Station | Joy Cernac | 700 Ammunition Rd. Fallbrook, CA | 92028 | A | Emergency diesel engine: Make John Deere, Model 4045HF285H, S/N PE4045L275490, rated at 133 bhp, Model year 2015, Tier 3 certified of Engine Family Number FJDXL04.5119, equipped with MIRATECH LTR DOC/DPF, driving an 83 KW generator. | 1 | 0 | 0 | 0 | 1 | Diesel | 83 | 133 | 83 | [5 empty] | 0 | 0 | 33.3698 | -117.2598 | 1 | range_interpolation | 700 | Ammunition Rd |  |  | Fallbrook | CA | San Diego County | 92028 | US | TIGER/LineÂ® dataset from the US Census Bureau
APCD2016-PTO-002657 | Active | 2016-08-04 | [34H] California Certified Emergency Standby Engine | BMR-Sorrento West LLC | Paul Chambers | 11100 Roselle Street San Diego, CA | 92121 | G | Emergency diesel engine: John Deere engine, Model 5030HF285G, S/N PE5030L134496, rated at 96 bhp, Model Year 2013, Tier 3 certified of Engine Family Number DJDXL04.5141, driving an 80 KW generator. | 1 | 0 | 0 | 0 | 1 | Diesel | 80 | 96 | 80 | 2021-09-03 | 75.40 | 2021-09-03 | 87.70 | 12.3 | 984 | 0.89386 | 32.9051 | -117.2309 | 1 | rooftop | 11100 | Roselle St |  |  | San Diego | CA | San Diego County | 92121 | US | San Diego Geographic Information Source - JPA
APCD2016-PTO-002658 | Active | 2015-06-16 | [34H] California Certified Emergency Standby Engine | The Home Depot | Store Manager | 4255 Genesee Avenue San Diego, CA | 92117 | M | Emergency Engine Generator: John Deere Diesel Engine, Model 6090HF484B, rated at 385 bhp, Model Year 2014, S/N RG 6090L121972, Turbocharged, Charge Air-Cooled, Tier 3 Certified Engine, Engine Family number EJDXL09.0114, driving a 278 kw Electrical Generator. | 1 | 0 | 0 | 0 | 1 | Diesel | 278 | 385 | 278 | 2021-12-31 | 137.10 | 2022-08-05 | 170.40 | 33.3 | 9257.4 | 8.4094 | 32.8224 | -117.1821 | 1 | rooftop | 4255 | Genesee Ave |  |  | San Diego | CA | San Diego County | 92117 | US | San Diego Geographic Information Source - JPA
APCD2016-PTO-002661 | Active | 2016-08-10 | [34H] California Certified Emergency Standby Engine | La Paloma Healthcare | Mac Poumele | 3232 Thunder Drive Oceanside, CA | 92056 | C | Emergency Diesel Engine: John Deere, Model 6068HF285, 237 BHP, S/N PE6068L277518, Model Year 2015, Tier 3 Certified, Engine Family No. FJDXL06.8120, driving a generator. | 1 | 0 | 0 | 0 | 1 | Diesel |  | 237 | 176.7309 | 2022-01-01 | 78.50 | 2022-01-01 | 82.90 | 4.4 | 777.616 | 0.70638 | 33.1872 | -117.2875 | 1 | rooftop | 3232 | Thunder Dr |  |  | Oceanside | CA | San Diego County | 92056 | US | San Diego Geographic Information Source - JPA
APCD2016-PTO-002662 | Active | 2015-04-09 | [34H] California Certified Emergency Standby Engine | USMC Base Public Utilities U37 |  | 27 Area CAMP PENDLETON, CA | 92055 | A | Emergency standby engine: John Deere diesel engine, Model 6068HFG85, S/N PE6068L966876, rated at 315 bhp, Model Year 2015, EPA Tier 3 Certified Engine, Family Number FJDXL13.5103, turbocharged and air cooled, driving a 200 kW generator. (Building 2614 a?? Archery Range | 1 | 0 | 0 | 0 | 1 | Diesel | 200 | 315 | 200 | [5 empty] | 0 | 0 | 33.3877 | -117.4448 | 0.5 | place |  |  |  |  | Camp Pendleton | CA | San Diego County | 92055 | US | TIGER/LineÂ® dataset from the US Census Bureau
APCD2016-PTO-002664 | Active | 2015-11-18 | [34H] California Certified Emergency Standby Engine | Dept of Navy-Naval Base Point Loma (NBPL) Public Works Dept (PWD) | Robert Chichester | Transmitter Road Bldg 626 San Diego, CA | 92106 | I | Emergency Engine Generator: John Deere Diesel Engine, Model 4045HF285, rated at 158 bhp, Model Year 2015, S/N PE 4045L278776, EPA Tier 3 Certified Engine, Family Number FJDXL04.5119, Turbocharged, Charge Air-Cooled, driving a 100 kw Electrical Generator. | 1 | 0 | 0 | 0 | 1 | Diesel | 100 | 158 | 100 | 2021-11-18 | 73.60 | 2021-11-18 | 93.00 | 19.4 | 1940 | 1.7623 | 32.7399 | -117.0637 | 1 | street_center |  | Transmitter Rd |  |  | San Diego | CA | San Diego County | 92115 | US | TIGER/LineÂ® dataset from the US Census Bureau
APCD2016-PTO-002665 | Active | 2016-08-15 | [34H] California Certified Emergency Standby Engine | Valhalla High School | Jason Brust | 1725 Hillsdale Rd El Cajon, CA | 92019 | L | Emergency Diesel Engine Generator: John Deere; model 4045HF285K; serial number PE4045L279060; Engine Family FJDXL06.8120; tier 3 certified; 197 bhp rated; turbocharged with charge air cooler; driving a 125 kW generator | 1 | 0 | 0 | 0 | 1 | Diesel | 125 | 197 | 125 | 2022-07-18 | 60.10 | 2022-07-18 | 62.60 | 2.5 | 312.5 | 0.28387 | 32.7605 | -116.9209 | 1 | rooftop | 1725 | Hillsdale Rd |  |  | El Cajon | CA | San Diego County | 92019 | US | San Diego Geographic Information Source - JPA
APCD2016-PTO-002666 | Active | 2015-10-02 | [34H] California Certified Emergency Standby Engine | The Village Mission Valley dba La Mirage Apts | Michael Shirley | 6554 Ambrosia Dr San Diego, CA | 92124 | J | Emergency standby engine: John Deere diesel engine, Model 4045HF285, S/N PE4045L278780, rated at 158 bhp, Model Year 2015, Tier 3 certified of Engine Family Number FJDXL04.5119, driving a 100 KW generator. | 1 | 0 | 0 | 0 | 1 | Diesel | 100 | 158 | 100 | 2022-01-01 | 30.50 | 2022-01-01 | 33.50 | 3 | 300 | 0.27252 | 32.7905 | -117.1105 | 1 | rooftop | 6554 | Ambrosia Dr |  |  | San Diego | CA | San Diego County | 92124 | US | San Diego Geographic Information Source - JPA
APCD2016-PTO-002669 | Active | 2016-07-15 | [34W] Registered Engine (Rule 12) | John Farkash | Steve Pollett | 30240 Hwy 78 Santa Ysabel, CA | 92070 | D | Emergency Diesel Engine Fire Pump: Cummins Model 6 BTA-5.9, S/N 44436261, 244bhp, Year of Manufacture 1989, driving an Emergency Fire Pump. | 1 | 0 | 0 | 0 | 1 | Diesel |  | 244 | 181.9508 | [5 empty] | 0 | 0 | 33.1091 | -116.675 | 1 | range_interpolation | 30240 | Hwy 78 |  |  | Santa Ysabel | CA | San Diego County | 92070 | US | TIGER/LineÂ® dataset from the US Census Bureau
APCD2016-PTO-002670 | Active | 2016-08-26 | [34H] California Certified Emergency Standby Engine | USMC Base Military Support | AC/S Environmental Security | Camp Pendleton Camp Pendleton, CA | 92055 | A | Emergency Engine: General Motors, Model Vortec 8.1L, 164.4 BHP, propane fired, S/N 8P1L21672, Model Year 2009, Engine Family No. 9PSIB8.10NGP, equipped with a catalytic converter, driving a backup generator. | 0 | 0 | 0 | 1 | 1 | Propane |  | 1644 | 1225.9308 | [5 empty] | 0 | 0 | 33.3877 | -117.4448 | 1 | place |  |  |  |  | Camp Pendleton | CA | San Diego County | 92055 | US | TIGER/LineÂ® dataset from the US Census Bureau
APCD2016-PTO-002671 | Active | 2016-08-30 | [34H] California Certified Emergency Standby Engine | City of Carlsbad | Glen Boodry | 3465 Trailblazer Way Carlsbad, CA | 92010 | C | Emergency Engine Generator: John Deere Diesel, Model 6068HF285, rated at 237 bhp, Model Year 2015, S/N PE 6068L277788, EPA Tier 4 Final Certified Engine, Engine Family Number FJDXL06.8120, Turbocharged, Aftercooled, driving a 150 KW Electrical Generator, equipped with a CARB Verified Level 3+ Rypos Active Diesel Particulate Filter with a Diesel Oxidation Catalyst, Model RH406-M-C, Part 960-0117-01-06. | 1 | 0 | 0 | 0 | 1 | Diesel | 150 | 237 | 150 | 2022-03-18 | 47.70 | 2022-03-18 | 49.20 | 1.5 | 225 | 0.20439 | 33.1528 | -117.2973 | 1 | rooftop | 3465 | Trailblazer Way |  |  | Carlsbad | CA | San Diego County | 92010 | US | San Diego Geographic Information Source - JPA
APCD2016-PTO-002679 | Active | 2015-09-09 | [34H] California Certified Emergency Standby Engine | ARE-SD Region No 61 LLC | Christina Wilson | 4242 Campus Point Court San Diego, CA | 92121 | G | Emergency standby engine: John Deere diesel engine, Model 6090HF484, S/N RG6090L124962, rated at 346 bhp, Model Year 2015, Tier 3 certified of Engine Family Number FJDXL09.0114, driving a 230 KW generator. | 1 | 0 | 0 | 0 | 1 | Diesel | 230 | 346 | 230 | 2021-07-29 | 35.70 | 2021-07-29 | 61.00 | 25.3 | 5819 | 5.2859 | 32.8882 | -117.2242 | 1 | rooftop | 4242 | Campus Point Ct |  |  | San Diego | CA | San Diego County | 92121 | US | Sandoval
APCD2016-PTO-002683 | Active | 2016-09-19 | [34H] California Certified Emergency Standby Engine | Sharp Healthcare | Bryan Smith | 2929 Health Center Drive San Diego, CA | 92123 | J | Emergency Engine Generator: John Deere Diesel Engine, Model 4045HF285H, rated at 133 hp, Model Year 2015, S/N PE4045L278792, Turbocharged, Charge Air Cooled, EPA Tier 3 Certified Engine, Family FJDXL04.5119 driving a 80 kw Electrical Generator. | 1 | 0 | 0 | 0 | 1 | Diesel | 80 | 133 | 80 | 2021-05-11 | 50.00 | 2021-05-11 | 51.10 | 1.1 | 88 | 0.079939 | 32.7986 | -117.1546 | 1 | rooftop | 2929 | Health Center Dr |  |  | San Diego | CA | San Diego County | 92123 | US | San Diego Geographic Information Source - JPA
APCD2016-PTO-002691 | Active | 2016-05-27 | [34H] California Certified Emergency Standby Engine | New Cingular Wireless PCS, LLC dba AT&T Mobility | Cyndi Thrift | 27434 South Canal Road Valley Center, CA | 92082 | B | Emergency standby engine: KUKJE Machinery diesel engine, Model D3400T-Gen1, S/N TP9F00116, rated at 85 bhp, Model Year 2016, Tier 3 certified of Engine Family Number GKMCL3.41D43, driving a 50 KW generator. | 1 | 0 | 0 | 0 | 1 | Diesel | 50 | 85 | 50 | [5 empty] | 0 | 0 | 33.212 | -116.9662 | 1 | range_interpolation | 27434 | S Canal Rd |  |  | Valley Center | CA | San Diego County | 92082 | US | TIGER/LineÂ® dataset from the US Census Bureau
APCD2016-PTO-002694 | Active | 2016-05-10 | [34H] California Certified Emergency Standby Engine | BMR-Axiom LP | Dan Krachon | 4535 Towne Center Ct San Diego, CA | 92121 | G | Emergency standby engine: John Deere diesel engine, Model 6090HF484B, S/N RG6090L127372, rated at 385 bhp, Model Year 2016, Tier 3 certified of Engine Family Number GJDXL09.0114, driving a 250 KW generator Startup Authorization (SA) was issued on site during inspection. | 1 | 0 | 0 | 0 | 1 | Diesel | 250 | 385 | 250 | 2021-07-30 | 51.00 | 2021-07-30 | 55.50 | 4.5 | 1125 | 1.0219 | 32.8835 | -117.2116 | 0.8 | rooftop | 4535 | Towne Centre Ct |  |  | San Diego | CA | San Diego County | 92121 | US | Sandoval
APCD2016-PTO-002695 | Active | 2016-10-04 | [34H] California Certified Emergency Standby Engine | Abbott Laboratories ARDx IDDM | Bert Mohrdieck | 4545 Towne Centre Court San Diego, CA | 92121 | G | Emergency Diesel Engine Generator: John Deere model 6135HFG75A, S/N RG6135G008007 ; tier 2 certified, Engine Family GJDXL13.5132; 755 bhp rated; Turbocharged with air cooler; diesel-fueled, Driving an Emergency Electrical Generator | 1 | 0 | 0 | 0 | 1 | Diesel |  | 755 | 563.0035 | 2021-10-26 | 45.60 | 2021-10-26 | 55.00 | 9.4 | 5292.2329 | 4.8074 | 32.8845 | -117.2112 | 1 | rooftop | 4545 | Towne Centre Ct |  |  | San Diego | CA | San Diego County | 92121 | US | Sandoval
APCD2016-PTO-002703 | Active | 2015-04-09 | [34H] California Certified Emergency Standby Engine | USMC Base Public Utilities U03 |  | Bldg 24175 Camp Pendleton, CA | 92055 | A | Emergency standby engine: John Deere diesel engine, Model 6068HFG85, S/N PE6068L966877, rated at 315 bhp, Model Year 2015, EPA Tier 3 Certified Engine, Family Number FJDXL13.5103, turbocharged and air cooled, driving a 200 kW generator. | 1 | 0 | 0 | 0 | 1 | Diesel | 200 | 315 | 200 | [5 empty] | 0 | 0 | 33.3877 | -117.4448 | 0.5 | place |  |  |  |  | Camp Pendleton | CA | San Diego County | 92055 | US | TIGER/LineÂ® dataset from the US Census Bureau
APCD2016-PTO-002704 | Active | 2016-10-13 | [34H] California Certified Emergency Standby Engine | Kcorp Technology Services | Paul Knabe | 801 East San Ysidro Blvd San Ysidro, CA | 92173 | O | Emergency Diesel Engine: John Deere, Model 6135HFG75, 755 BHP, S/N RG6135G007270, Model Year 2015, Tier 2 Certified, Engine Family No. FJDXL13.5132, driving a backup generator. | 1 | 0 | 0 | 0 | 1 | Diesel |  | 755 | 563.0035 | 2022-02-02 | 69.40 | 2022-02-02 | 69.80 | 0.4 | 225.2014 | 0.20457 | 32.5451 | -117.0299 | 1 | range_interpolation | 801 | E San Ysidro Blvd |  |  | San Ysidro | CA | San Diego County | 92173 | US | TIGER/LineÂ® dataset from the US Census Bureau
APCD2016-PTO-002706 | Active | 2016-10-14 | [34H] California Certified Emergency Standby Engine | FLC San Diego Fuel Department | Stephen Frey | Naval Base Point Loma same as 18-21 San Diego, CA | 92106 | I | Emergency standby engine: Caterpillar diesel engine, Model C15, rated at 618 bhp, Model Year 2015, S/N FTE02257, EPA Tier 3 Certified Engine, Family Number FCPXL15.2NYS, driving a backup generator. | 1 | 0 | 0 | 0 | 1 | Diesel |  | 618 | 460.8426 | 2021-09-16 | 36.20 | 2021-09-16 | 42.00 | 5.8 | 2672.8871 | 2.428 | 32.7241 | -117.1709 | 0.5 | place |  |  |  |  | San Diego | CA | San Diego County | 92101 | US | TIGER/LineÂ® dataset from the US Census Bureau
APCD2016-PTO-002714 | Active | 2016-05-27 | [34H] California Certified Emergency Standby Engine | New Cingular Wireless PCS, LLC dba AT&T Mobility |  | 31652 Highway 79 Warner Springs, CA | 92086 | B | Emergency standby engine: KUKJE Machinery diesel engine, Model D3400T-Gen1, S/N TP9F00035, rated at 85 bhp, Model Year 2016, Tier 3 certified of Engine Family Number GKMCL3.41D43, driving a 50 KW generator. | 1 | 0 | 0 | 0 | 1 | Diesel | 50 | 85 | 50 | 2021-09-23 | 258.20 | 2022-08-02 | 333.20 | 75 | 3750 | 3.4065 | 33.2819 | -116.6335 | 0.9 | range_interpolation | 31652 | Hwy 79 |  |  | Warner Springs | CA | San Diego County | 92086 | US | TIGER/LineÂ® dataset from the US Census Bureau
APCD2016-PTO-002715 | Active | 2016-05-27 | [34H] California Certified Emergency Standby Engine | New Cingular Wireless PCS LLC, dba AT&T Mobility | Cyndi Thrift | 35469 State Route 79 Warner Springs, CA | 92086 | B | Emergency standby engine: KUKJE Machinery diesel engine, Model D3400T-Gen1, S/N TP9F00126, rated at 85 bhp, Model Year 2016, Tier 3 certified of Engine Family Number GKMCL3.41D43, driving a 50 KW generator. | 1 | 0 | 0 | 0 | 1 | Diesel | 50 | 85 | 50 | 2021-09-23 | 319.60 | 2022-08-02 | 502.90 | 183.3 | 9165 | 8.3254 | 33.3564 | -116.7405 | 1 | rooftop | 35469 | State Route 79 |  |  | Warner Springs | CA | San Diego County | 92086 | US | San Diego Geographic Information Source - JPA
APCD2016-PTO-002716 | Active | 2016-05-09 | [34H] California Certified Emergency Standby Engine | City of La Mesa Public Works | Ken Rothstein | 8152 Commercial St La Mesa, CA | 91942 | K | Emergency standby engine: John Deere diesel engine, Model 4042HF285B, S/N PE4024L142207, rated at 80 bhp, Model Year 2013, Tier 3 certified of Engine Family Number DJDXL04.5141, driving a 40 KW generator. | 1 | 0 | 0 | 0 | 1 | Diesel | 40 | 80 | 40 | [5 empty] | 0 | 0 | 32.7731 | -117.0232 | 1 | rooftop | 8152 | Commercial St |  |  | LA Mesa | CA | San Diego County | 91942 | US | San Diego Geographic Information Source - JPA
APCD2016-PTO-002721 | Active | 2016-10-28 | [34H] California Certified Emergency Standby Engine | Mount Miguel Covenant Village | Don Maes | 325 Kempton St Spring Valley, CA | 91977 | K | Emergency Engine Generator: John Deere Diesel Engine, Model 6090HFG86, Turbocharged, Charge Air-Cooled, rated at 463 hp, Model Year 2014, S/N RG6090KI22239, EPA Tier 3 Certified Engine, Family Number EJDXL09.114, driving a 300kw Electrical Generator. | 1 | 0 | 0 | 0 | 1 | Diesel | 300 | 463 | 300 | 2021-10-07 | 78.00 | 2021-10-07 | 90.30 | 12.3 | 3690 | 3.352 | 32.7023 | -117.0005 | 1 | rooftop | 325 | Kempton St |  |  | Spring Valley | CA | San Diego County | 91977 | US | San Diego Geographic Information Source - JPA
APCD2016-PTO-002723 | Active | 2016-10-28 | [34H] California Certified Emergency Standby Engine | Metropolitan Transit System | Mike Daney | 544 Vernon Way El Cajon, CA | 92020 | L | Emergency Diesel Engine: FTP Industrial S.P.A., Model F2CE9685A-E, 389 BHP, S/N E002-043632, Model Year 2015, Tier 3 Certified, Engine Family No. FFPXL08.7TR3-005, driving a backup generator. | 1 | 0 | 0 | 0 | 1 | Diesel |  | 389 | 290.0773 | 2022-06-01 | 46.50 | 2022-06-01 | 51.70 | 5.2 | 1508.402 | 1.3702 | 32.8127 | -116.9692 | 1 | rooftop | 544 | Vernon Way |  |  | El Cajon | CA | San Diego County | 92020 | US | San Diego Geographic Information Source - JPA
APCD2016-PTO-002735 | Active | 2016-11-10 | [34H] California Certified Emergency Standby Engine | Carlsbad Technology, Inc. | Simon Law | 5923 Balfour Court Carlsbad, CA | 92008 | C | Emergency standby engine: John Deere diesel engine, turbocharged, Model 6068HFG85, S/N: PE6068L986251, rated at 315 bhp, Model Year 2015, EPA Tier 3 certified of Engine Family Number GJDXL13.5103, driving a 200 KW generator. | 1 | 0 | 0 | 0 | 1 | Diesel | 200 | 315 | 200 | [5 empty] | 0 | 0 | 33.131 | -117.2816 | 1 | rooftop | 5923 | Balfour Ct |  |  | Carlsbad | CA | San Diego County | 92008 | US | Sandoval
APCD2016-PTO-002736 | Active | 2016-11-10 | [34H] California Certified Emergency Standby Engine | Federal Aviation Administration Lindberg | William Bottin | 3690 Pacific Hy San Diego, CA | 92101 | N | Emergency diesel engine: Make John Deere, Model 60135HFG84A,B, S/N RG6135L030836, rated at 538 BHP, Model Year 2015, Tier 3 certified of Engine Family Number FJDXL13.5146, driving a 350 KW generator. | 1 | 0 | 0 | 0 | 1 | Diesel | 350 | 538 | 350 | 2021-07-27 | 80.00 | 2021-07-27 | 87.10 | 7.1 | 2485 | 2.2574 | 32.7406 | -117.1842 | 0.86 | range_interpolation | 3690 | Pacific Hwy |  |  | San Diego | CA | San Diego County | 92101 | US | TIGER/LineÂ® dataset from the US Census Bureau
APCD2016-PTO-002743 | Active | 2016-11-18 | [34H] California Certified Emergency Standby Engine | Sorrento Therapeutics | Troy Gardner | 9380 Judicial Drive San Diego, CA | 92121 | G | Emergency Diesel Engine: John Deere, Model 613HFG75, 755 BHP, S/N RG6035G006806, Model Year 2015, Tier 3 Certified, Engine Family No. FJDXL13.5132, driving a 500-kW generator. | 1 | 0 | 0 | 0 | 1 | Diesel | 500 | 755 | 500 | 2021-12-31 | 62.60 | 2022-03-25 | 90.20 | 27.6 | 13800 | 12.5358 | 32.8781 | -117.2059 | 1 | rooftop | 9380 | Judicial Dr |  |  | San Diego | CA | San Diego County | 92121 | US | San Diego Geographic Information Source - JPA
APCD2016-PTO-002747 | Active | 2016-11-30 | [34H] California Certified Emergency Standby Engine | Continental Maritime of San Diego, LLC | April McGinley | 1995 Bay Front St San Diego, CA | 92113 | P | Emergency Diesel Engine: John Deere Model 6135HF485, S/N RG6135L028029; Engine Family AJDXL13.5900; tier 3 certified model year 2013 flex engine; 475 bhp rated; turbocharged with air cooler; driving a 3000 gpm pump to be used for emergency use only; ATCM portable | 1 | 0 | 0 | 0 | 1 | Diesel |  | 475 | 354.2075 | 2021-06-16 | 1950.30 | 2021-06-16 | 1960.90 | 10.6 | 3754.5995 | 3.4107 | 32.6956 | -117.1465 | 1 | range_interpolation | 1995 | Bay Front St |  |  | San Diego | CA | San Diego County | 92113 | US | TIGER/LineÂ® dataset from the US Census Bureau
APCD2016-PTO-002751 | Active | 2015-09-18 | [34H] California Certified Emergency Standby Engine | San Diego State University | Lilly Sabet | 5500 Campanile Dr San Diego, CA | 92182 | K | Emergency standby engine: John Deere diesel engine, Model 6135HFG75, S/N RG6135G006769, rated at 755 bhp, Model Year 2015, Tier 2 certified of Engine Family Number FJDXL13.5132, driving a 500 KW generator. | 1 | 0 | 0 | 0 | 1 | Diesel | 500 | 755 | 500 | 2021-10-26 | 68.70 | 2021-10-26 | 76.70 | 8 | 4000 | 3.6336 | 32.7721 | -117.0725 | 1 | rooftop | 5500 | Campanile Dr |  |  | San Diego | CA | San Diego County | 92182 | US | San Diego Geographic Information Source - JPA
APCD2016-PTO-002752 | Active | 2016-03-07 | [34H] California Certified Emergency Standby Engine | Villa Lorena | EHS Department | 14740 Via Fiesta San Diego, CA | 92127 | F | Emergency standby engine: General Motors LPG/Propane/Natural Gas (CNG/LNG) engine, Model Vortec 5.7, S/N 57L0001028, rated at 155 BHP, Model Year 2016 certified of Engine Family Number GPSIB5.70EMT. Turbocharged and equipped with a three-way catalyst. | 0 | 0 | 1 | 1 | 2 | LPG |  | 155 | 115.5835 | 2021-05-13 |  | 2022-05-12 | 43.10 |  | 0 | 0 | 32.9926 | -117.1634 | 1 | rooftop | 14740 | Via Fiesta |  |  | San Diego | CA | San Diego County | 92127 | US | San Diego Geographic Information Source - JPA
APCD2016-PTO-002756 | Active | 2016-12-09 | [34H] California Certified Emergency Standby Engine | The Home Depot #0659 | Store Mgr | 7530 Broadway Lemon Grove, CA | 91945 | N | Emergency Engine Generator: John Deere Engine, Model 6090HF48B, rated at 385 bhp, Model Year 2015, S/N RG6090L124574, EPA Tier 3, Certified Engine, Family Number FJDXL09.0114 driving a 287 KW Electrical Generator. | 0 | 0 | 0 | 0 | 0 | Unknown | 287 | 385 | 287 | 2022-04-25 | 106.60 | 2022-04-25 | 109.40 | 2.8 | 803.6 | 0 | 32.7437 | -117.0357 | 1 | rooftop | 7530 | Broadway |  |  | Lemon Grove | CA | San Diego County | 91945 | US | San Diego Geographic Information Source - JPA
APCD2016-PTO-002760 | Active | 2016-12-16 | [34H] California Certified Emergency Standby Engine | Gilead Sciences, Inc. | Shannon Duke | 4010 Ocean Ranch Blvd Oceanside, CA | 92056 | C | Emergency engine generator unit consisting of two AB Volvo Penta diesel engines, model TAD1641GE, rated at 757 hp each. Model year 2016, s/n 2016092521 and 2016092524. EPA Tier 2 certified engine family number FVPXL16.1ACB, driving a 1000 kW electrical generator. | 1 | 0 | 0 | 0 | 1 | Diesel | 1000 | 757 | 1000 | 2021-06-08 | 50.90 | 2022-08-17 | 61.80 | 10.9 | 10900 | 9.9015 | 33.2132 | -117.3041 | 1 | rooftop | 4010 | Ocean Ranch Blvd |  |  | Oceanside | CA | San Diego County | 92056 | US | San Diego Geographic Information Source - JPA
APCD2016-PTO-002761 | Active | 2016-12-16 | [34H] California Certified Emergency Standby Engine | Gilead Sciences, Inc. | Shannon Duke | 4010 Ocean Ranch Blvd Oceanside, CA | 92056 | C | Emergency engine generator unit consisting of two AB Volvo Penta diesel engines, model TAD1641GE, rated at 757 hp each. Model year 2016, s/n 2016093372 and 2016093375. EPA Tier 2 certified engine family number FVPXL16.1ACB, driving a 1000 kW electrical generator. | 1 | 0 | 0 | 0 | 1 | Diesel | 1000 | 757 | 1000 | 2021-06-08 | 48.90 | 2022-08-17 | 59.90 | 11 | 11000 | 9.9923 | 33.2132 | -117.3041 | 1 | rooftop | 4010 | Ocean Ranch Blvd |  |  | Oceanside | CA | San Diego County | 92056 | US | San Diego Geographic Information Source - JPA
APCD2016-PTO-002762 | Active | 2016-12-19 | [34H] California Certified Emergency Standby Engine | Insurance Company of the West | Gary Cray | 15025 Innovation Dr San Diego, CA | 92128 | F | Emergency Engine Generator: John Deere diesel engine, model 4045HF285, rated at 158 bhp, model year 2016, S/N PE4045L281450, EPA Tier 3 Certified Engine, Family Number GJDXL04.5119, Turbocharged, Charge Air-Cooled, driving a 100 kw Electrical Generator | 1 | 0 | 0 | 0 | 1 | Diesel | 100 | 158 | 100 | 2022-03-30 | 102.60 | 2022-03-30 | 108.00 | 5.4 | 540 | 0.49053 | 32.9894 | -117.0758 | 1 | rooftop | 15025 | Innovation Dr |  |  | San Diego | CA | San Diego County | 92128 | US | San Diego Geographic Information Source - JPA
APCD2016-PTO-002765 | Active | 2016-12-21 | [34H] California Certified Emergency Standby Engine | ARE-SD Region No 61 LLC | Christina Wilson | 4224 Campus Point Court San Diego, CA | 92121 | G | Emergency Engine Generator: John Deere Diesel Engine, Model 6135HFG75, rated at 755 hp, Model Year 2016, S/N RG6135G008220, Turbocharged, Charge Air Cooled, EPA Tier 2 Certified Engine, Family Number GJDXL13.5132-010, driving a 563 kw Electrical Generator. | 1 | 0 | 0 | 0 | 1 | Diesel | 563 | 755 | 563 | 2021-07-29 | 46.50 | 2021-07-29 | 51.60 | 5.1 | 2871.3 | 2.6083 | 32.8892 | -117.2239 | 1 | rooftop | 4224 | Campus Point Ct |  |  | San Diego | CA | San Diego County | 92121 | US | Sandoval
APCD2016-PTO-002766 | Active | 2016-12-21 | [34H] California Certified Emergency Standby Engine | MACYS #079 |  | 220 E VIA RANCHO PKWY ESCONDIDO, CA | 92025 | D | Emergency Engine Generator: John Deere Diesel Engine, Model 5030HF285G, rated at 96 bhp, Model Year 2015, S/N PE5030L137091, Turbocharged , Charge Air Cooled, EPA Tier 3 Certified Engine, Family Number EJDXL04.5141, driving a 60 kw Electrical Generator. | 1 | 0 | 0 | 0 | 1 | Diesel | 60 | 96 | 60 | 2021-07-09 | 65.10 | 2021-07-09 | 75.60 | 10.5 | 630 | 0.57229 | 33.0705 | -117.0675 | 1 | rooftop | 220 | E Via Rancho Pkwy E |  |  | Escondido | CA | San Diego County | 92025 | US | San Diego Geographic Information Source - JPA
APCD2016-PTO-002767 | Active | 2016-12-21 | [34H] California Certified Emergency Standby Engine | Eli Lilly and Company | Nathan Howe | 10290 Campus Point Dr San Diego, CA | 92121 | G | Emergency Engine Generator: Mitsubishi Diesel Engine, Model S16R-YCPTAW2-1, rated at 2913 bhp, Model Year 2016, S/N 21405, Turbocharged, Aftercooled, EPA Tier 2 Certified Engine, Family Number GMVXL65.4BBA, driving an Electrical Generator. | 1 | 0 | 0 | 0 | 1 | Diesel |  | 2913 | 2172.2241 | 2021-07-29 | 62.60 | 2021-07-29 | 72.60 | 10 | 21722.241 | 19.7323 | 32.8921 | -117.2248 | 1 | rooftop | 10290 | Campus Point Dr |  |  | San Diego | CA | San Diego County | 92121 | US | San Diego Geographic Information Source - JPA
APCD2017-PTO-002768 | Active | 2017-01-03 | [34H] California Certified Emergency Standby Engine | USMC Base Public Utilities U20 |  | Bldg 270401 Camp Pendleton, CA | 92055 | A | Emergency Diesel Engine Generator: Cummins, Model QSB85-G3-NR3, rated at 145 bhp, Model Year 2013, S/N 73571500; EPA Tier 3 certified Engine, Family Number DCEXL0275AAG-003; Turbocharged and Aftercooled; Driving a 108kW Electrical Generator. | 1 | 0 | 0 | 0 | 1 | Diesel | 108 | 145 | 108 | [5 empty] | 0 | 0 | 33.3877 | -117.4448 | 0.5 | place |  |  |  |  | Camp Pendleton | CA | San Diego County | 92055 | US | TIGER/LineÂ® dataset from the US Census Bureau
APCD2017-PTO-002770 | Active | 2017-01-03 | [34H] California Certified Emergency Standby Engine | Rincon del Diablo Municipal Water District | Douglas McCartney | 2540 Country Club Drive Escondido, CA | 92029 | D | Emergency diesel engine: Make Caterpillar, Model C15, S/N FTE 01957, rated at 864 bhp, Model Year 2014, Tier 2 certified of Engine Family Number ECPXL15.2NZS, driving a 645 KW generator. (BUG at Harmony Grove WWTP) | 1 | 0 | 0 | 0 | 1 | Diesel | 645 | 864 | 645 | 2022-01-25 | 63.60 | 2022-01-25 | 63.60 | 0 | 0 | 0 | 33.0993 | -117.1304 | 1 | range_interpolation | 2540 | Country Club Dr |  |  | Escondido | CA | San Diego County | 92029 | US | TIGER/LineÂ® dataset from the US Census Bureau
APCD2017-PTO-002771 | Active | 2017-01-03 | [34H] California Certified Emergency Standby Engine | Sharp | Bryan Smith | 16899 West Bernardo Drive San Diego, CA | 92127 | F | Emergency Diesel Engine Generator: John Deere; model 6090HFG86; serial number RG6090L126850; Engine Family GJDXL09.0114; tier 3 certified; 463 bhp rated; turbocharged with charge air cooler; driving a 300 kW generator | 1 | 0 | 0 | 0 | 1 | Diesel | 300 | 463 | 300 | 2022-02-18 | 49.30 | 2022-02-18 | 49.80 | 0.5 | 150 | 0.13626 | 33.0218 | -117.0805 | 1 | rooftop | 16899 | W Bernardo Dr W |  |  | San Diego | CA | San Diego County | 92127 | US | City of San Diego
APCD2017-PTO-002772 | Active | 2017-01-04 | [34H] California Certified Emergency Standby Engine | Marine Corps Air Station | Environmental Manager | Camp Pendleton (23 Area) Camp Pendleton, CA | 92055 | A | Emergency diesel engine, ATCM portable: Make John Deere, Model 4045HFS83, S/N CD 4045L288250, rated at 158 bhp, Model Year 2011, Tier 3 certified of Engine Family Number BJDXL04.5119, driving a 100 KW generator. Functional Group: Aviation Operations (A) , Marine Corp. (Building 23171) | 1 | 0 | 0 | 0 | 1 | Diesel | 100 | 158 | 100 | 2021-06-22 | 699.20 | 2021-06-22 | 699.60 | 0.4 | 40 | 0.036336 | 33.3877 | -117.4448 | 0.5 | place |  |  |  |  | Camp Pendleton | CA | San Diego County | 92055 | US | TIGER/LineÂ® dataset from the US Census Bureau
APCD2017-PTO-002775 | Active | 2017-01-10 | [34H] California Certified Emergency Standby Engine | Marine Corps Air Station, | Derek Wolfe | Camp Pendleton Camp Pendleton, CA | 92055 | A | Emergency diesel engine: Make John Deere, Model 5030HF285G, S/N PE 5030L137082, rated at 96 bhp, Model Year 2013, Tier 3 Certified of Engine Family Number DJDXL04.5141, driving a 60 kw electrical Generator. (Building 23700) | 1 | 0 | 0 | 0 | 1 | Diesel | 60 | 96 | 60 | 2021-06-22 | 52.90 | 2021-06-22 | 54.80 | 1.9 | 114 | 0.10356 | 33.3877 | -117.4448 | 1 | place |  |  |  |  | Camp Pendleton | CA | San Diego County | 92055 | US | TIGER/LineÂ® dataset from the US Census Bureau
APCD2017-PTO-002776 | Active | 2017-01-12 | [34H] California Certified Emergency Standby Engine | Vue on 5th Owners Association | Aralis Santana | 2665 5th Avenue San Diego, CA | 92103 | M | Emergency Diesel Engine: Make FPT Industrial S.P.A Engine, Model F4GE9685A*, S/N J602-01346621, rated at 198 bhp, Model Year 2015, Tier 3 Certified Engine Family Number FFPXL06.7DGB, driving a 100 kw electrical generator. | 1 | 0 | 0 | 0 | 1 | Diesel | 100 | 198 | 100 | 2021-05-14 | 27.70 | 2022-08-25 | 37.70 | 10 | 1000 | 0.90839 | 32.7333 | -117.1601 | 1 | rooftop | 2665 | 5th Ave |  |  | San Diego | CA | San Diego County | 92103 | US | San Diego Geographic Information Source - JPA
APCD2017-PTO-002777 | Active | 2017-01-12 | [34H] California Certified Emergency Standby Engine | San Diego Inspire 7, LLC | Leonard Barrett | 10575 Roselle St. San Diego, CA | 92121 | G | Emergency diesel engine: Make Caterpillar/Perkins, Model C4.4, S/N ESM00807, rated at 130 hp, Model Year 2008, Tier 3 Certified Engine, Family Number 8PKXL04 4NJ1, driving a 80 kw electrical generator. | 1 | 0 | 0 | 0 | 1 | Diesel | 80 | 130 | 80 | 2021-09-16 | 0.00 | 2021-09-16 | 0.00 | 0 | 0 | 0 | 32.8966 | -117.2202 | 1 | rooftop | 10575 | Roselle St |  |  | San Diego | CA | San Diego County | 92121 | US | San Diego Geographic Information Source - JPA
APCD2017-PTO-002778 | Active | 2017-01-13 | [34H] California Certified Emergency Standby Engine | GenMark Diagnostics, Inc. | Samantha Chua | 2210 Faraday Avenue, Suite 120 Carlsbad, CA | 92008 | C | Emergency Diesel Engine: Cummins, Model QSB7-G5 NR3, 324 BHP, S/N 73994051, Model Year 2016, Tier 3 Certified, Engine Family No. GCEXL04.9AAD, driving a 150-kW generator. | 1 | 0 | 0 | 0 | 1 | Diesel | 150 | 324 | 150 | 2021-07-21 | 30.30 | 2022-01-01 | 43.60 | 13.3 | 1995 | 1.8122 | 33.1356 | -117.2793 | 1 | rooftop | 2210 | Faraday Ave | Ste | 120 | Carlsbad | CA | San Diego County | 92008 | US | San Diego Geographic Information Source - JPA
APCD2017-PTO-002782 | Active | 2017-01-24 | [34W] Registered Engine (Rule 12) | City of Escondido - LS#02 |  | 2698 S. Escondido Blvd Escondido, CA | 92025 | D | Emergency Diesel Engine: Cummins, Model 4BT-3.9, 86 BHP, S/N 44209964, Model Year 1987, Tier 0 Certified, driving an electric generator. | 1 | 0 | 0 | 0 | 1 | Diesel |  | 86 | 64.1302 | 2021-07-15 | 251.20 | 2021-07-15 | 257.60 | 6.4 | 410.4333 | 0.37283 | 33.0863 | -117.0711 | 1 | range_interpolation | 2698 | S Escondido Blvd |  |  | Escondido | CA | San Diego County | 92025 | US | TIGER/LineÂ® dataset from the US Census Bureau
APCD2017-PTO-002796 | Active | 2017-02-10 | [34H] California Certified Emergency Standby Engine | Southern California GI & Liver Centers | Facility Manager | 463 N Magnolia El Cajon, CA | 92020 | L | Emergency diesel engine: Make John Deere, Model 4045HF285H, S/N PE4045L279630, rated at 133 BHP, Model Year 2015, EPA Tier 3 certified of Engine Family Number FJDXL04.5119, driving an 83 KW generator. | 1 | 0 | 0 | 0 | 1 | Diesel | 83 | 133 | 83 | 2022-07-12 | 67.80 | 2022-07-12 | 71.80 | 4 | 332 | 0.30159 | 32.8001 | -116.962 | 1 | rooftop | 463 | N Magnolia Ave |  |  | El Cajon | CA | San Diego County | 92020 | US | San Diego Geographic Information Source - JPA
APCD2017-PTO-002797 | Active | 2017-02-10 | [34H] California Certified Emergency Standby Engine | NOVA Biologics Inc | LeeAnne Leon | 4120 Avenida de la Plata Oceanside, CA | 92056 | C | Emergency Diesel Engine: Make John Deere, Model 4045HF285, S/N PE4045L281454, rated at 158 bhp, Model Year 2016, Tier 3 Certified Engine of Family Number GJDXL04.5119, driving a 100 kw Electrical Generator. | 1 | 0 | 0 | 0 | 1 | Diesel | 100 | 158 | 100 | 2021-05-19 | 61.20 | 2022-07-14 | 78.30 | 17.1 | 1710 | 1.5534 | 33.21 | -117.2928 | 1 | rooftop | 4120 | Avenida De La Plata |  |  | Oceanside | CA | San Diego County | 92056 | US | San Diego Geographic Information Source - JPA
APCD2017-PTO-002798 | Active | 2017-02-10 | [34H] California Certified Emergency Standby Engine | National University | Alan Smith | 9980 Carroll Canyon Rd. San Diego, CA | 92131 | F | Emergency diesel engine: Make John Deere, Model 4024HF285, S/N PE4024L140094, rated at 80 bhp, Model Year 2013, Tier 3 certified of Engine Family Number DJDXL04.5141, driving a 50 KW generator. Located within 500 feet of a school. | 1 | 0 | 0 | 0 | 1 | Diesel | 50 | 80 | 50 | 2021-07-16 | 48.00 | 2022-06-28 | 63.30 | 15.3 | 765 | 0.69492 | 32.9048 | -117.1127 | 1 | rooftop | 9980 | Carroll Canyon Rd |  |  | San Diego | CA | San Diego County | 92131 | US | San Diego Geographic Information Source - JPA
APCD2017-PTO-002800 | Active | 2017-02-10 | [34H] California Certified Emergency Standby Engine | The Irvine Company-La Jolla Center |  | 4660 La Jolla Village Drive, Suite 1025 San Diego, CA | 92122 | H | Emergency Fire Pump Engine located at 4660 La Jolla Village Drive: Make Cummins, Model QSB4.5, S/N 74026638, rated at 170 hp, Model Year 2016, Tier 3 Certified Engine Family Number GCEXL0275AAG, driving a fire pump: Cummins Fire Power Model CFP5EVS-F50. | 0 | 0 | 0 | 0 | 0 | Unknown |  | 170 | 126.769 | 2021-11-04 | 92.50 | 2021-11-04 | 113.10 | 20.6 | 2611.4414 | 0 | 32.8746 | -117.2065 | 1 | rooftop | 4660 | LA Jolla Village Dr | Ste | 1025 | San Diego | CA | San Diego County | 92122 | US | San Diego Geographic Information Source - JPA
APCD2017-PTO-002802 | Active | 2017-02-13 | [34H] California Certified Emergency Standby Engine | Absorption Systems Inc | Luis Bouza | 3566 Corporate Ct San Diego, CA | 92123 | J | Emergency standby engine: Cummins diesel engine, Model QSB7-G5 NR3, S/N 74021967, rated at 325 bhp, Model Year 2016, Tier 3 certified of Engine Family Number GCEXL0409AAD, driving a 100 KW generator. | 1 | 0 | 0 | 0 | 1 | Diesel | 100 | 325 | 100 | 2022-01-01 | 40.30 | 2022-01-01 | 48.30 | 8 | 800 | 0.72671 | 32.8081 | -117.1322 | 1 | rooftop | 3566 | Corporate Ct |  |  | San Diego | CA | San Diego County | 92123 | US | Sandoval
APCD2017-PTO-002803 | Active | 2017-02-14 | [34H] California Certified Emergency Standby Engine | Alexandria Real Estate Equities Inc. | Ernie Bellavance | 3565 General Atomics Court San Diego, CA | 92121 | G | Emergency diesel engine: Make Caterpillar, Model C9, S/N S9P01381, rated at 480 bhp, Model Year 2016, Tier 3 certified of Engine Family Number GCPXL08.8NZS, driving a 300 KW generator. | 1 | 0 | 0 | 0 | 1 | Diesel | 300 | 480 | 300 | 2021-11-09 | 20.50 | 2021-11-09 | 26.40 | 5.9 | 1770 | 1.6079 | 32.8937 | -117.2373 | 1 | rooftop | 3565 | General Atomics Ct |  |  | San Diego | CA | San Diego County | 92121 | US | Sandoval
APCD2017-PTO-002804 | Active | 2017-02-17 | [34H] California Certified Emergency Standby Engine | San Diego Zoo Global | Mark Logiman | 15500 San Pasqual Valley Road Escondido, CA | 92027 | D | Emergency Diesel Engine Generator: John Deere; Model 4045HF285, S/N PE4045N000327; Engine Family GJDXL06.8120; tier 3 certified; 197 bhp rated; turbocharged with charge air cooler; driving a 125 kW emergency electrical generator. | 1 | 0 | 0 | 0 | 1 | Diesel | 125 | 197 | 125 | 2021-12-31 | 68.00 | 2022-03-11 | 88.10 | 20.1 | 2512.5 | 2.2823 | 33.1005 | -117.0027 | 1 | rooftop | 15500 | San Pasqual Valley Rd |  |  | Escondido | CA | San Diego County | 92027 | US | San Diego Geographic Information Source - JPA
APCD2017-PTO-002807 | Active | 2017-02-24 | [34H] California Certified Emergency Standby Engine | 211 San Diego | Peter Battistel | 3860 Calle Fortunada San Diego, CA | 92123 | J | Emergency Diesel Engine: Mitsubishi, Model S12A2-Y2PTAW-2, 1207 BHP, S/N 28415, Model Year 2016, Tier 2 certified, Engine Family No. FMVXL33.9BBA, driving an electric generator. | 1 | 0 | 0 | 0 | 1 | Diesel |  | 1207 | 900.0599 | 2022-07-06 | 64.10 | 2022-07-06 | 91.20 | 27.1 | 24391.6233 | 22.1572 | 32.8121 | -117.1228 | 1 | rooftop | 3860 | Calle Fortunada |  |  | San Diego | CA | San Diego County | 92123 | US | San Diego Geographic Information Source - JPA
APCD2017-PTO-002811 | Active | 2017-03-07 | [34H] California Certified Emergency Standby Engine | Commander Navy Region SW | John Jay | Naval Air Station North Island Coronado, CA | 92135 | O | Emergency Diesel Engine: Caterpillar, Model C32, 1474 BHP, S/N PRH06215, Model Year 2016, Tier 2 Certified, Engine Family No. GCPXL32.0NZS, driving a 1000-kW generator. Functional Group: Public Utilities and Transportation | 1 | 0 | 0 | 0 | 1 | Diesel | 1000 | 1474 | 1000 | 2021-06-22 | 28.60 | 2022-06-10 | 34.20 | 5.6 | 5600 | 5.087 | 32.6992 | -117.2096 | 1 | place |  |  |  |  | Coronado | CA | San Diego County | 92118 | US | TIGER/LineÂ® dataset from the US Census Bureau
APCD2017-PTO-002812 | Active | 2017-03-07 | [34H] California Certified Emergency Standby Engine | Commander Navy Region SW | John Jay | Naval Air Station North Island Coronado, CA | 92135 | O | Emergency Diesel Engine: Caterpillar, Model C32, 1474 BHP, S/N PRH06226, Model Year 2016, Tier 2 Certified, Engine Family No. GCPXL32.0NZS, driving a 1000-kW generator. Functional Group: Public Utilities and Transportation | 1 | 0 | 0 | 0 | 1 | Diesel | 1000 | 1474 | 1000 | 2021-06-22 | 22.00 | 2022-06-10 | 29.20 | 7.2 | 7200 | 6.5404 | 32.6992 | -117.2096 | 1 | place |  |  |  |  | Coronado | CA | San Diego County | 92118 | US | TIGER/LineÂ® dataset from the US Census Bureau
APCD2017-PTO-002813 | Active | 2017-03-08 | [34H] California Certified Emergency Standby Engine | Alexandria Real Estate Equities Inc | Ernie Bellavance | 3013 Science Park Road San Diego, CA | 92121 | G | Emergency diesel engine: Make John Deere, Model 6135HFG75, S/N RG6135G008387, rated at 755 bhp, Model Year 2016, Tier 3 certified of Engine Family Number GJDXL13.5132, driving a 500 KW generator. | 1 | 0 | 0 | 0 | 1 | Diesel | 500 | 755 | 500 | 2021-11-04 | 19.20 | 2021-11-04 | 39.30 | 20.1 | 10050 | 9.1293 | 32.9011 | -117.2401 | 1 | rooftop | 3013 | Science Park Rd |  |  | San Diego | CA | San Diego County | 92121 | US | San Diego Geographic Information Source - JPA
APCD2017-PTO-002815 | Active | 2017-03-09 | [34H] California Certified Emergency Standby Engine | EMD Millipore Corp | Barbara Wood | 26578 Old Julian Hwy Ramona, CA | 92065 | F | Emergency Diesel Engine: John Deere, Model 4045HF285H, 133 BHP, S/N PE4045L279572, Model Year 2016, Tier 3 Certified, Engine Family No. FJDXL04.5119, driving an 80-kW generator. | 1 | 0 | 0 | 0 | 1 | Diesel | 80 | 133 | 80 | [5 empty] | 0 | 0 | 33.0611 | -116.7551 | 1 | rooftop | 26578 | Old Julian Hwy |  |  | Ramona | CA | San Diego County | 92065 | US | Sandoval
APCD2017-PTO-002821 | Active | 2017-03-21 | [34H] California Certified Emergency Standby Engine | Tandem Diabetes | Danielle Schuh | 10151 Barnes Canyon Road San Diego, CA | 92121 | G | Emergency diesel engine: Make John Deere, Model 6135HFG75, S/N RG6135G008673, rated at 755 bhp, Model Year 2016, Tier 2 certified of Engine Family Number GJDXL13.5132, driving a 500 KW generator. | 1 | 0 | 0 | 0 | 1 | Diesel | 500 | 755 | 500 | 2021-12-03 | 24.20 | 2021-12-03 | 29.50 | 5.3 | 2650 | 2.4072 | 32.8988 | -117.1982 | 1 | rooftop | 10151 | Barnes Canyon Rd |  |  | San Diego | CA | San Diego County | 92121 | US | San Diego Geographic Information Source - JPA
APCD2017-PTO-002823 | Active | 2017-03-21 | [34H] California Certified Emergency Standby Engine | Otonomy | Woodie Perrin | 4796 Executive Drive San Diego, CA | 92121 | G | Emergency diesel engine: Make John Deere, Model 6090HF484, S/N RG6090L127529, rated at 422 bhp, Model Year 2016, Tier 3 certified of Engine Family Number GJDXL09.0114, driving a 275 KW generator. | 1 | 0 | 0 | 0 | 1 | Diesel | 275 | 422 | 275 | 2021-06-29 | 24.20 | 2022-07-22 | 33.10 | 8.9 | 2447.5 | 2.2233 | 32.8773 | -117.2027 | 1 | rooftop | 4796 | Executive Dr |  |  | San Diego | CA | San Diego County | 92121 | US | San Diego Geographic Information Source - JPA
APCD2017-PTO-002828 | Active | 2017-03-28 | [34H] California Certified Emergency Standby Engine | BAE Systems SDSR | Cara Bandera | 2205 E Belt St,Foot of Sampson San Diego, CA | 92113 | P | Emergency standby engine: Caterpillar engine, Model C32, S/N G3300158, rated at 1333 bhp, Model Year 2015, Marine Tier 3 certified of Engine Family Number FCPXN32.1EE3, driving a 940 KW generator. Located on a floating dry dock. | 0 | 0 | 0 | 0 | 0 | Unknown | 940 | 1333 | 940 | 2021-09-01 | 132.40 | 2022-02-18 | 140.50 | 8.1 | 7614 | 0 | 32.6933 | -117.1439 | 1 | range_interpolation | 2205 | E Belt St |  |  | San Diego | CA | San Diego County | 92113 | US | TIGER/LineÂ® dataset from the US Census Bureau
APCD2017-PTO-002829 | Active | 2017-03-30 | [34H] California Certified Emergency Standby Engine | BAE Systems SDSR | Cara Bandera | 2205 E Belt St,Foot of Sampson San Diego, CA | 92113 | P | Emergency standby engine (APP-004447): Caterpillar engine, Model C32, S/N G3300157, rated at 1333 bhp, Model Year 2015, Tier 3 certified of Engine Family Number FCPXN32.1EE3, driving a 940 KW generator. Located on a floating dry dock. | 0 | 0 | 0 | 0 | 0 | Unknown | 940 | 1333 | 940 | 2021-09-01 | 67.70 | 2022-02-18 | 81.20 | 13.5 | 12690 | 0 | 32.6933 | -117.1439 | 1 | range_interpolation | 2205 | E Belt St |  |  | San Diego | CA | San Diego County | 92113 | US | TIGER/LineÂ® dataset from the US Census Bureau
APCD2017-PTO-002835 | Active | 2017-04-26 | [34H] California Certified Emergency Standby Engine | MicroConstants, Inc. | David Beyerlein | 9050 Camino Santa Fe San Diego, CA | 92121 | G | Emergency Engine Generator: Generac Power Systems, Inc. model Generac 9.0; serial number G00013411; Engine Family FGNXB08.92C1; max 149 bhp rated; fired with natural gas; equipped with a 3-way catalyst; rich-burn; driving a 100 kW generator | 0 | 0 | 1 | 0 | 1 | Natural Gas | 100 | 149 | 100 | 2021-11-16 | 119.00 | 2021-11-16 | 135.90 | 16.9 | 1690 | 1.2274 | 32.8877 | -117.1682 | 1 | rooftop | 9050 | Camino Santa Fe |  |  | San Diego | CA | San Diego County | 92121 | US | San Diego Geographic Information Source - JPA
APCD2017-PTO-002837 | Active | 2017-04-27 | [34H] California Certified Emergency Standby Engine | Bay City Electric Works |  | 13625 Danielson St Poway, CA | 92064 | F | Emergency Diesel Engine Generator: John Deere; model 4045HF285I; serial number PE4045L283862; Engine Family GJDXL04.5119; tier 3 certified; 158 bhp rated; turbocharged with charge air cooler; driving a 100 kW generator | 1 | 0 | 0 | 0 | 1 | Diesel | 100 | 158 | 100 | 2022-04-22 | 93.50 | 2022-04-22 | 97.90 | 4.4 | 440 | 0.39969 | 32.9392 | -117.036 | 1 | rooftop | 13625 | Danielson St |  |  | Poway | CA | San Diego County | 92064 | US | San Diego Geographic Information Source - JPA
APCD2017-PTO-002838 | Active | 2017-05-03 | [34H] California Certified Emergency Standby Engine | DNA Electronics | Mark Hughes | 1891 Rutherford Road, on roof Carlsbad, CA | 92008 | C | Emergency Natural Gas Engine Generator: Kohler/Power Systems International Model PSI-5.7L, S/N 57L0002625; Engine Family GPSIB5.702ED; EPA certified; 105 bhp rated firing natural gas; rich burn with an air to fuel ratio controller and a Nett Technologies TG-Series 3-way catalyst; driving a 60 kW emergency electrical generator | 0 | 0 | 1 | 0 | 1 | Natural Gas | 60 | 105 | 60 | 2022-07-20 | 55.50 | 2022-07-20 | 60.70 | 5.2 | 312 | 0.22659 | 33.1362 | -117.2842 | 1 | rooftop | 1891 | Rutherford Rd |  |  | Carlsbad | CA | San Diego County | 92008 | US | San Diego Geographic Information Source - JPA
APCD2017-PTO-002839 | Active | 2017-05-03 | [34H] California Certified Emergency Standby Engine | Argonaut Manufacturing Services, Inc. | Patrick Yount | 2841 Loker Avenue East Carlsbad, CA | 92010 | C | Emergency diesel engine: Make MTU, Model 6R1600G70S, S/N 16301003960, rated at 418 bhp, Model Year 2016, Tier 3 certified of Engine Family Number GMDDL14.0ZWK, driving a 312 KW generator. | 1 | 0 | 0 | 0 | 1 | Diesel | 312 | 418 | 312 | 2022-03-01 | 58.70 | 2022-03-01 | 62.50 | 3.8 | 1185.6 | 1.077 | 33.1313 | -117.2509 | 1 | range_interpolation | 2841 | Loker Ave E |  |  | Carlsbad | CA | San Diego County | 92010 | US | TIGER/LineÂ® dataset from the US Census Bureau
APCD2017-PTO-002843 | Active | 2017-05-09 | [34H] California Certified Emergency Standby Engine | Scantibodies Laboratory Inc | Gary Gayda | 9216 Abraham Way Santee, CA | 92071 | H | Emergency Diesel Engine Generator: John Deere Model 6068HF485TU, S/N PE6068L208441; Engine Family AJDXL13.5900; tier 3 certified; 284 bhp rated; turbocharged with air cooler; driving a 200 kW emergency electrical generator. ATCM Portable multi-location at the following locations: 9343 Wheatlands Road, Santee CA 92071 9236 Abraham Way, Santee CA 92071 | 1 | 0 | 0 | 0 | 1 | Diesel | 200 | 284 | 200 | [5 empty] | 0 | 0 | 32.8428 | -116.9644 | 1 | rooftop | 9216 | Abraham Way |  |  | Santee | CA | San Diego County | 92071 | US | San Diego Geographic Information Source - JPA
APCD2017-PTO-002849 | Active | 2017-05-11 | [34H] California Certified Emergency Standby Engine | Navigate Biopharma Services | Mahvash Mir | 1891 Rutherford Rd Suite 150 Carlsbad, CA | 92008 | C | Emergency Diesel Engine: Detroit Diesel, Model 6063HK35, 635 BHP, S/N 06R0665610, Model Year 2001, Tier 1 Certified, Engine Family No. 1DDXL14.0WLD, driving a 405-kW generator. | 1 | 0 | 0 | 0 | 1 | Diesel | 405 | 635 | 405 | 2021-07-27 | 332.10 | 2021-07-27 | 340.60 | 8.5 | 3442.5 | 3.1271 | 33.1362 | -117.2842 | 1 | rooftop | 1891 | Rutherford Rd | Ste | 150 | Carlsbad | CA | San Diego County | 92008 | US | San Diego Geographic Information Source - JPA
APCD2017-PTO-002854 | Active | 2017-05-19 | [34H] California Certified Emergency Standby Engine | City of Carlsbad | Jesse Castaneda | 2425 Poinsettia Lane Carlsbad, CA | 92008 | C | Emergency Diesel Engine: Volvo, Model TAD1170VE, 315 BHP, S/N 7011351473, Model Year 2015, Tier 4 final, Engine Family No. FVPXL10.8CJA, driving a 3000 gpm pump. | 1 | 0 | 0 | 0 | 1 | Diesel |  | 315 | 234.8955 | [5 empty] | 0 | 0 | 32.743 | -117.2255 | 0.86 | rooftop | 2425 | Poinsettia Dr |  |  | San Diego | CA | San Diego County | 92106 | US | San Diego Geographic Information Source - JPA
APCD2017-PTO-002859 | Active | 2017-05-25 | [34H] California Certified Emergency Standby Engine | City of Coronado Dept of Public Services | Dana McPherson | 101 Grand Caribe CSWY Coronado, CA | 92118 | O | Emergency Diesel Engine Generator: John Deere Model 4045HF285I, S/N PE4045N000107; Engine Family GJDXL04.5119; tier 3 certified; 158 bhp rated; turbocharged with air cooler; driving a 100 kW emergency electrical generator. | 1 | 0 | 0 | 0 | 1 | Diesel | 100 | 158 | 100 | 2021-09-14 | 45.80 | 2021-09-14 | 77.40 | 31.6 | 3160 | 2.8705 | 32.6221 | -117.1352 | 1 | range_interpolation | 101 | Grand Caribe Cswy |  |  | Coronado | CA | San Diego County | 92118 | US | TIGER/LineÂ® dataset from the US Census Bureau
APCD2017-PTO-002860 | Active | 2017-05-30 | [34H] California Certified Emergency Standby Engine | County of San Diego (RCS) | Ronald Rudd | 35469 Highway 79 Sunshine Summit, CA | 92086 | B | Emergency Engine: General Motors, Model Vortec 4.3L, 72 BHP, propane fired, S/N 43M0000408, Model Year 2016, Engine Family No. GPSIB4.302ED; equipped with a catalytic converter, Nett Technologies, Model TG-152; driving a 40-kW generator. | 0 | 0 | 0 | 1 | 1 | Propane | 40 | 72 | 40 | 2021-10-07 | 352.00 | 2021-10-07 | 366.30 | 14.3 | 572 | 0.47127 | 0 | 0 | 0
APCD2017-PTO-002861 | Active | 2017-05-30 | [34H] California Certified Emergency Standby Engine | County of San Diego (RCS) | Ronald Rudd | 6902 Barker Way San Diego, CA | 92119 | J | Emergency Engine: General Motors, Model Vortec 5.7L, 105 BHP, propane fired, S/N 57L0001804, Model Year 2016, Engine Family No. GPSIB5.702ED; equipped with a catalytic converter, Nett Technologies, Model TG; driving a 40-kW generator. | 0 | 0 | 0 | 1 | 1 | Propane | 40 | 105 | 40 | [5 empty] | 0 | 0 | 32.8109 | -117.0345 | 1 | rooftop | 6902 | Barker Way |  |  | San Diego | CA | San Diego County | 92119 | US | San Diego Geographic Information Source - JPA
APCD2017-PTO-002867 | Active | 2017-06-05 | [34H] California Certified Emergency Standby Engine | Padre Dam Municipal Water District | John Tackett | 9120 Carlton Oaks Dr Santee, CA | 92071 | H | Emergency Water Pump Engine: John Deere Model 6068HF285, S/N PE6068L163969; Model Year 2011; Engine Family BJDXL06.8105; Tier 3 certified; 173 bhp rated; driving a water pump. | 0 | 0 | 0 | 0 | 0 | Unknown |  | 173 | 129.0061 | 2022-01-01 | 255.20 | 2022-01-01 | 255.30 | 0.1 | 12.9006 | 0 | 32.8447 | -117.0028 | 1 | range_interpolation | 9120 | Carlton Oaks Dr |  |  | Santee | CA | San Diego County | 92071 | US | TIGER/LineÂ® dataset from the US Census Bureau
APCD2017-PTO-002868 | Active | 2017-06-09 | [34H] California Certified Emergency Standby Engine | M4 Dev LLC | Rickord Lopez | 2137 Pacific Highway San Diego, CA | 92101 | N | Emergency Diesel Engine: Iveco/FPT, Model F2CE9685A-E, 389 bhp, S/N E002-043039, Model Year 2015, Tier 3 certified, Engine Family Number FFPXL08.7TR3, driving a 200-kW generator. | 1 | 0 | 0 | 0 | 1 | Diesel | 200 | 389 | 200 | 2022-05-19 | 29.10 | 2022-05-19 | 31.20 | 2.1 | 420 | 0.38153 | 32.7263 | -117.1718 | 1 | rooftop | 2137 | Pacific Hwy |  |  | San Diego | CA | San Diego County | 92101 | US | Sandoval
APCD2017-PTO-002873 | Active | 2017-06-16 | [34H] California Certified Emergency Standby Engine | Gemological Institute of America | Craig LaBahn | 5345 Armada Drive Carlsbad, CA | 92008 | C | Emergency diesel engine: Make Volvo, Model TWD1643GE, S/N 2016101654, rated at 903 bhp, Model Year 2016, Tier 2 certified of Engine Family Number GVPXL16.1ACW, driving a 600 KW generator. | 1 | 0 | 0 | 0 | 1 | Diesel | 600 | 903 | 600 | 2022-01-26 | 60.20 | 2022-01-26 | 60.20 | 0 | 0 | 0 | 33.1324 | -117.3187 | 1 | rooftop | 5345 | Armada Dr |  |  | Carlsbad | CA | San Diego County | 92008 | US | San Diego Geographic Information Source - JPA
APCD2017-PTO-002874 | Active | 2017-06-16 | [34H] California Certified Emergency Standby Engine | Gemological Institute of America | Craig LaBahn | 5345 Armada Drive Carlsbad, CA | 92008 | C | Emergency diesel engine: Make Kohler, Model KD27V12-6CE, rated at 1494 bhp, Engine Number 2017 16 0077, Model Year 2017, Tier 2 certified of Engine Family Number HLHAL45.0ESP, driving a 1000 KW generator. | 1 | 0 | 0 | 0 | 1 | Diesel | 1000 | 1494 | 1000 | 2022-01-26 | 35.30 | 2022-01-26 | 35.30 | 0 | 0 | 0 | 33.1324 | -117.3187 | 1 | rooftop | 5345 | Armada Dr |  |  | Carlsbad | CA | San Diego County | 92008 | US | San Diego Geographic Information Source - JPA
APCD2017-PTO-002878 | Active | 2017-02-08 | [34H] California Certified Emergency Standby Engine | San Diego Zoo Global | Kevin Haupt | 2920 Zoo Dr San Diego, CA | 92101 | N | Emergency Diesel Engine Generator: Caterpillar Model C18, Model Year 2017, S/N FST01631; Engine Family HCPXL18.1NYS; EPA tier 2 certified; 900 bhp rated; turbocharged with air cooler; driving a 600 kW emergency electrical generator. | 1 | 0 | 0 | 0 | 1 | Diesel | 600 | 900 | 600 | [5 empty] | 0 | 0 | 32.733 | -117.1393 | 1 | rooftop | 2920 | Zoo Dr |  |  | San Diego | CA | San Diego County | 92101 | US | San Diego Geographic Information Source - JPA
APCD2017-PTO-002884 | Active | 2017-06-28 | [34H] California Certified Emergency Standby Engine | City of SD, T&SW Dept.-Storm Water Division | Daniel Orozco | 4020 Taylor St San Diego, CA | 92110 | I | Emergency Diesel Engine Generator: Cummins, Model QSK60-G6, S/N 33174734, Model Year 2008; Engine Family 8CEXL060.AAD; Tier 2 certified; 2922 bhp rated; driving a 2000 kW emergency electrical generator | 1 | 0 | 0 | 0 | 1 | Diesel | 2000 | 922 | 2000 | [5 empty] | 0 | 0 | 32.756 | -117.1995 | 1 | range_interpolation | 4020 | Taylor St |  |  | San Diego | CA | San Diego County | 92110 | US | TIGER/LineÂ® dataset from the US Census Bureau
APCD2017-PTO-002885 | Active | 2017-06-28 | [34H] California Certified Emergency Standby Engine | Marine Corps Air Station | Derek Wolfe | PO Box 555151 Bldg 23171 2nd Deck Camp Pendleton, CA | 92055 | A | Emergency diesel engine, ATCM portable: Make John Deere, Model 6068HFG08, S/N PE6068UO18219, rated at 241 bhp, Model Year 2016, Tier 4 certified of Engine Family Number GJDXL06.8302, driving a 154 KW generator. Functional Group: Aviation Operations (A) , Marine Corp. (Building 2394) | 1 | 0 | 0 | 0 | 1 | Diesel | 154 | 241 | 154 | 2021-06-22 | 6.60 | 2021-06-22 | 10.00 | 3.4 | 523.6 | 0.47563 | 33.3877 | -117.4448 | 0.5 | place |  |  |  |  | Camp Pendleton | CA | San Diego County | 92055 | US | TIGER/LineÂ® dataset from the US Census Bureau
APCD2017-PTO-002886 | Active | 2017-06-28 | [34H] California Certified Emergency Standby Engine | Illumina | EHS | 4775 Executive Drive San Diego, CA | 92121 | G | Emergency Diesel Engine: John Deere, Model 6090HF484A, 422 BHP, S/N RG6090L128704, Model Year 2016, Tier 3 Certified, Engine Family No. GJDXL09.0114, driving a 275-kW generator. | 1 | 0 | 0 | 0 | 1 | Diesel | 275 | 422 | 275 | 2021-12-31 | 39.00 | 2022-06-21 | 54.60 | 15.6 | 4290 | 3.897 | 32.8758 | -117.2029 | 1 | rooftop | 4775 | Executive Dr |  |  | San Diego | CA | San Diego County | 92121 | US | San Diego Geographic Information Source - JPA
APCD2017-PTO-002887 | Active | 2017-07-07 | [34H] California Certified Emergency Standby Engine | La Jolla Biologics | Peter Maher | 10394 Pacific Center Court Suite 100 San Diego, CA | 92121 | G | Emergency Diesel Engine: John Deere, Model 6080HF484, 385 BHP, S/N RG6090L127910, Model Year 2016, Tier 3 Certified, Engine Family No. GJDXL09.0114, driving a 250-kW generator. | 1 | 0 | 0 | 0 | 1 | Diesel | 250 | 385 | 250 | 2021-05-06 | 26.40 | 2022-06-17 | 32.00 | 5.6 | 1400 | 1.2718 | 32.9066 | -117.1903 | 1 | rooftop | 10394 | Pacific Center Ct | Ste | 100 | San Diego | CA | San Diego County | 92121 | US | Sandoval
APCD2017-PTO-002888 | Active | 2017-07-13 | [34H] California Certified Emergency Standby Engine | Santa Fe Irrigation District | Rocky Hughes | 6339 El Camino Del Norte Rancho Santa Fe, CA | 92067 | E | Emergency standby diesel engine: Cummins model QSK19-G8, S/N:37267402, rated at 967 bhp, Model Year 2016, Tier 2 certified of Engine Family Number GCEXL050.AAD, driving a 600 KW generator. | 1 | 0 | 0 | 0 | 1 | Diesel | 600 | 967 | 600 | [5 empty] | 0 | 0 | 33.0415 | -117.1973 | 1 | rooftop | 6339 | El Camino Del Norte |  |  | Rancho Santa Fe | CA | San Diego County | 92067 | US | San Diego Geographic Information Source - JPA
APCD2017-PTO-002895 | Active | 2017-07-26 | [34H] California Certified Emergency Standby Engine | American Assets Trust | Jaime Enriquez | 12025 Sorrento Valley Road San Diego, CA | 92121 | G | Emergency standby engine: John Deere diesel engine, Model 6068HFG85, S/N PE6068L992637, rated at 385 bhp, Model Year 2016, Tier 3 certified of Engine Family Number GJDXL13.5103, driving a 200 KW generator. | 1 | 0 | 0 | 0 | 1 | Diesel | 200 | 385 | 200 | [5 empty] | 0 | 0 | 32.9198 | -117.2383 | 1 | rooftop | 12025 | Sorrento Valley Rd |  |  | San Diego | CA | San Diego County | 92121 | US | San Diego Geographic Information Source - JPA
APCD2017-PTO-002899 | Active | 2017-08-02 | [34H] California Certified Emergency Standby Engine | Ramona Municipal Water District | Jim Anderson | 22758 San Vicente Rd Ramona, CA | 92065 | F | Emergency diesel engine: Make Cummins, Model 4BT3.3-G5, S/N 72019786, rated at 69 bhp, Tier 3 certified of Engine Family Number DCEXL03.3BAA, driving a 40 KW generator. | 1 | 0 | 0 | 0 | 1 | Diesel | 40 | 69 | 40 | 2021-12-02 | 91.60 | 2021-12-02 | 114.50 | 22.9 | 916 | 0.83209 | 33.0001 | -116.8376 | 1 | rooftop | 22758 | San Vicente Rd |  |  | Ramona | CA | San Diego County | 92065 | US | San Diego Geographic Information Source - JPA
APCD2017-PTO-002948 | Active | 2017-11-16 | [34H] California Certified Emergency Standby Engine | Illumina | EHS | 5200 Illumina Way San Diego, CA | 92122 | H | Emergency diesel engine: Make John Deere, Model 6068HF285, S/N PE6068L285895, rated at 237 bhp, Model Year 2016, Tier 3 certified of Engine Family Number GJDXL06.8120, driving a 150 KW generator. | 1 | 0 | 0 | 0 | 1 | Diesel | 150 | 237 | 150 | 2022-06-21 | 44.70 | 2022-06-21 | 49.00 | 4.3 | 645 | 0.58591 | 32.8708 | -117.198 | 1 | rooftop | 5200 | Illumina Way |  |  | San Diego | CA | San Diego County | 92122 | US | San Diego Geographic Information Source - JPA
APCD2017-PTO-002949 | Active | 2017-11-17 | [34H] California Certified Emergency Standby Engine | 99 Ranch Market #39 |  | 5950 Balboa Avenue San Diego, CA | 92111 | M | Emergency engine: General Motors, Model 4.3L, S/N 4.3L56361, rated at 68 bhp, primary fuel: natural gas; secondary, fuel: propane, Engine Family Number: APSIB4.302ED, equipped with 3 way catalyst: Johnson Matthey, Model Bandito, CXX4-4, S/N 18EA4694/3475 | 0 | 0 | 1 | 1 | 2 | Natural Gas |  | 68 | 50.7076 | 2021-12-31 | 142.90 | 2022-01-07 | 144.90 | 2 | 101.4152 | 0.073653 | 32.8204 | -117.1774 | 1 | range_interpolation | 5950 | Balboa Ave |  |  | San Diego | CA | San Diego County | 92111 | US | TIGER/LineÂ® dataset from the US Census Bureau
APCD2017-PTO-002953 | Active | 2017-11-30 | [34H] California Certified Emergency Standby Engine | UC San Diego Health System - Thornton | Jason Peterson | 9300 Campus Point Drive La Jolla, CA | 92037 | I | Emergency Diesel Engine: Cummins, Model QSK23-G7, 1220 BHP, S/N A053R732, Engine Family GCEXL023.AAB, Tier 2 certified; driving an 800-kW emergency electrical generator. | 1 | 0 | 0 | 0 | 1 | Diesel | 800 | 1220 | 800 | 2021-08-27 | 58.40 | 2021-08-27 | 65.30 | 6.9 | 5520 | 5.0143 | 32.8752 | -117.2232 | 1 | rooftop | 9300 | Campus Point Dr |  |  | LA Jolla | CA | San Diego County | 92037 | US | San Diego Geographic Information Source - JPA
APCD2017-PTO-002955 | Active | 2017-12-01 | [34H] California Certified Emergency Standby Engine | Fallbrook Public Utility District (Donnil Pump Station) | Jack Bebee | 2300 Donnil Lane Fallbrook, CA | 92028 | A | Emergency Diesel Engine Generator: Cummins, Model QSL9-G2, 364 BHP, S/N 74151995, Engine Family HCEXL05.40AAB, Tier 3 certified; driving a 230-kW emergency electrical generator. | 1 | 0 | 0 | 0 | 1 | Diesel | 230 | 364 | 230 | 2021-07-29 | 148.80 | 2021-07-29 | 156.60 | 7.8 | 1794 | 1.6297 | 33.4241 | -117.2913 | 0.89 | nearest_rooftop_match | 2308 | Donnil Ln |  |  | Fallbrook | CA | San Diego County | 92028 | US | Sandoval
APCD2017-PTO-002958 | Active | 2017-12-06 | [34H] California Certified Emergency Standby Engine | Dept of Navy-Naval Base Point Loma (NBPL) Public Works Dept (PWD) |  | USN Naval Base Point Loma,Naval Computer and Telecommunications Station San Diego San Diego, CA | 92106 | I | Emergency Diesel Engine Generator: MTU Model 6R0120 DS200 RATING 331 BHP, S/N 926.986-C-113095, Engine Family HMBLX07.2RJC, Tier 3 certified; driving a 200-kW emergency electrical generator. Functional Group: Public Utilities and Transportation. | 1 | 0 | 0 | 0 | 1 | Diesel | 200 | 331 | 200 | 2021-11-18 | 49.54 | 2021-11-18 | 56.00 | 6.46 | 1292 | 1.1736 | 32.7241 | -117.1709 | 1 | place |  |  |  |  | San Diego | CA | San Diego County | 92101 | US | TIGER/LineÂ® dataset from the US Census Bureau
APCD2017-PTO-002965 | Active | 2017-12-15 | [34H] California Certified Emergency Standby Engine | Ramona Municipal Water District | Joe Lomeli | 505 Black Canyon Place Ramona, CA | 92065 | F | Emergency Diesel Engine: Make: Volvo Penta, Model TAD741GE, S/N 2071179756, rated at 316 bhp, Engine Family 4VPXL07.3ACB, Tier 2 certified; driving a 200-kW emergency electrical generator. | 1 | 0 | 0 | 0 | 1 | Diesel | 200 | 316 | 200 | 2021-12-02 | 441.80 | 2021-12-02 | 459.50 | 17.7 | 3540 | 3.2157 | 33.0917 | -116.8374 | 1 | rooftop | 505 | Black Canyon Pl |  |  | Ramona | CA | San Diego County | 92065 | US | San Diego Geographic Information Source - JPA
APCD2017-PTO-002969 | Active | 2017-12-22 | [34H] California Certified Emergency Standby Engine | Commander Navy Region SW | John Jay | Naval Air Station North Island San Diego, CA | 92135 | O | Emergency diesel engine: Caterpillar engine, Model 3512C, S/N CT200487, rated at 2206 bhp, Model Year 2016, Tier 2 certified of Engine Family Number GCPXL78.1NZX, driving a 1500 KW generator. Located in Building 1482. Functional Group: AWFP. | 1 | 0 | 0 | 0 | 1 | Diesel | 500 | 2206 | 500 | 2021-08-27 | 47.90 | 2022-06-09 | 54.40 | 6.5 | 3250 | 2.9523 | 32.7241 | -117.1709 | 0.5 | place |  |  |  |  | San Diego | CA | San Diego County | 92101 | US | TIGER/LineÂ® dataset from the US Census Bureau
APCD2018-PTO-002975 | Active | 2018-01-12 | [34H] California Certified Emergency Standby Engine | City of SD Transportation & Storm Water Division | Daniel Orozco | 914 Santa Clara Place San Diego, CA | 92109 | I | Emergency Diesel Engine Generator: Cummins, Model QST30-G5, 1490 BHP, S/N 37273226, Engine Family ACEXL060.AAD, Tier 2 certified; driving a 1000-kW emergency electrical generator. | 1 | 0 | 0 | 0 | 1 | Diesel | 1000 | 1490 | 1000 | 2021-11-03 | 0.00 | 2021-11-03 | 0.00 | 0 | 0 | 0 | 32.7851 | -117.2493 | 1 | rooftop | 914 | Santa Clara Pl |  |  | San Diego | CA | San Diego County | 92109 | US | San Diego Geographic Information Source - JPA
APCD2018-PTO-002977 | Active | 2018-01-16 | [34H] California Certified Emergency Standby Engine | Avangrid Renewables | Alex Telegin | 3352 McCain Valley Road Boulevard, CA | 91905 | R | Emergency Propane Engine Generator: General Motors Model Vortec 5.7L; rated 113.2 bhp, S/N 57L0005228, Engine Family HPSIB5.702ED; controlled by a Nett TG-Series catalytic converter, driving an 84.4-kW emergency electrical generator | 0 | 0 | 0 | 1 | 1 | Propane | 44 | 1132 | 44 | 2022-04-26 | 251.50 | 2022-04-26 | 266.00 | 14.5 | 638 | 0.52565 | 32.717 | -116.2614 | 1 | rooftop | 3352 | Mc Cain Valley Rd |  |  | Boulevard | CA | San Diego County | 91905 | US | San Diego Geographic Information Source - JPA
APCD2018-PTO-002987 | Active | 2018-01-30 | [34H] California Certified Emergency Standby Engine | RGC Gaslamp, LLC | Pat Russell | 550 J Street San Diego, CA | 92101 | N | Emergency Diesel Engine: Volvo, Model TWD1643GE, 903 BHP, S/N 2016089730, Model Year 2015, Tier 2 Certified, Engine Family No. FVPXL16.1ACW, driving a 600-kW generator. | 1 | 0 | 0 | 0 | 1 | Diesel | 600 | 903 | 600 | 2021-09-23 | 34.80 | 2022-06-06 | 38.00 | 3.2 | 1920 | 1.7441 | 32.7095 | -117.1597 | 1 | range_interpolation | 550 | J St |  |  | San Diego | CA | San Diego County | 92101 | US | TIGER/LineÂ® dataset from the US Census Bureau
APCD2018-PTO-002989 | Active | 2018-01-31 | [34H] California Certified Emergency Standby Engine | GreatCall Inc. | Danielle Armstrong | 2200 Faraday Ave Carlsbad, CA | 92008 | C | Emergency Diesel Engine Generator: John Deere, Model 6135HFG84, 538 BHP, S/N RG6135L032620, Engine Family HJDXL13.5146, Tier 3 certified; driving a 350-kW emergency electrical generator | 1 | 0 | 0 | 0 | 1 | Diesel | 350 | 538 | 350 | 2021-07-21 | 8.10 | 2021-07-21 | 11.70 | 3.6 | 1260 | 1.1446 | 33.1356 | -117.2815 | 1 | rooftop | 2200 | Faraday Ave |  |  | Carlsbad | CA | San Diego County | 92008 | US | San Diego Geographic Information Source - JPA
APCD2018-PTO-002993 | Active | 2018-02-02 | [34H] California Certified Emergency Standby Engine | Entercom | JR Rogers | 9665 Granite Ridge Drive San Diego, CA | 92123 | J | Emergency Diesel Engine Generator: John Deere Model 6090HFG86A, S/N RG6090L131781, rated 463 bhp; Engine Family HJDXL09.0114, Tier 3 certified; driving a 300-kW emergency electrical generator | 1 | 0 | 0 | 0 | 1 | Diesel | 300 | 463 | 300 | 2021-12-31 | 34.75 | 2022-07-06 | 58.80 | 24.05 | 7215 | 6.5541 | 32.8061 | -117.1201 | 1 | rooftop | 9665 | Granite Ridge Dr |  |  | San Diego | CA | San Diego County | 92123 | US | San Diego Geographic Information Source - JPA
APCD2018-PTO-002994 | Active | 2018-02-05 | [34H] California Certified Emergency Standby Engine | NantKwest | Jason Morehead | 3530 John Hopkins Ct San Diego, CA | 92121 | G | Emergency Diesel Engine: John Deere Model 6135HFG84, S/N RG6135L032824; Engine Family HJDXL13.5146; tier 3 certified; 617 bhp rated; turbocharged with charge air cooler; driving a 400 kW emergency generator | 1 | 0 | 0 | 0 | 1 | Diesel | 400 | 617 | 400 | 2021-07-26 | 8.30 | 2022-01-20 | 10.40 | 2.1 | 840 | 0.76305 | 32.8927 | -117.2386 | 1 | rooftop | 3530 | John Hopkins Ct |  |  | San Diego | CA | San Diego County | 92121 | US | Sandoval
APCD2018-PTO-003002 | Active | 2018-02-16 | [34H] California Certified Emergency Standby Engine | Civic San Diego | Patrick Nolan | 875 West Cedar Street San Diego, CA | 92101 | N | Emergency diesel engine: Make John Deere, Model 4024HF285B, S/N: PE4024L141918, rated at 80 bhp, Model Year 2013, Tier 3 certified, Engine Family Number DJDXL04.5141, driving a 40 KW generator. | 1 | 0 | 0 | 0 | 1 | Diesel | 40 | 80 | 40 | 2022-05-05 | 699.50 | 2022-05-05 | 715.00 | 15.5 | 620 | 0.5632 | 32.7218 | -117.1707 | 1 | range_interpolation | 875 | W Cedar St |  |  | San Diego | CA | San Diego County | 92101 | US | TIGER/LineÂ® dataset from the US Census Bureau
APCD2018-PTO-003005 | Active | 2018-02-22 | [34H] California Certified Emergency Standby Engine | US Navy | John Jay | Naval Air Station North Island/FG Airfield, Waterfront, Facilities, Personnal Administration Coronado, CA | 92155 | O | Emergency Diesel Engine Generator: Mercedes Benz, Model OM926LA, 331 BHP, S/N 926.986-C-1139446, Engine Family HMBXL07.2RJC, Tier 3 certified; driving a 200-kW emergency electrical generator. | 1 | 0 | 0 | 0 | 1 | Diesel | 200 | 331 | 200 | 2021-09-01 | 17.03 | 2022-06-02 | 21.35 | 4.32 | 864 | 0.78485 | 32.6992 | -117.2096 | 1 | place |  |  |  |  | Coronado | CA | San Diego County | 92118 | US | TIGER/LineÂ® dataset from the US Census Bureau
APCD2018-PTO-003006 | Active | 2018-02-27 | [34H] California Certified Emergency Standby Engine | UCSD | Valerie Fanning | 9500 Gilman Dr La Jolla, CA | 92093 | I | Emergency Diesel Engine: Caterpillar, Model 3516C, S/N SBJ02134, Model Year 2017; Engine Family HCPXL78.1.NZX; Tier 2 certified; 2937 bhp rated; equipped with Rypos hybrid active diesel particulate filter and diesel oxidation catalyst system, Model HDPF/C ADPF-6, driving a 2000 kW emergency electrical generator. | 1 | 0 | 0 | 0 | 1 | Diesel | 2000 | 937 | 2000 | 2021-06-23 | 23.80 | 2022-07-21 | 39.70 | 15.9 | 31800 | 28.8869 | 32.8758 | -117.2396 | 1 | rooftop | 9500 | Gilman Dr |  |  | LA Jolla | CA | San Diego County | 92093 | US | San Diego Geographic Information Source - JPA
APCD2018-PTO-003007 | Active | 2018-02-27 | [34H] California Certified Emergency Standby Engine | UCSD | Valerie Fanning | 9500 Gilman Dr La Jolla, CA | 92093 | I | Emergency Diesel Engine: Caterpillar, Model 3516C; S/N SBJ02137, Model Year 2017; Engine Family HCPXL78.1.NZX; Tier 2 certified; 2937 bhp rated; equipped with Rypos hybrid active diesel particulate filter and diesel oxidation catalyst system, Model HDPF/C ADPF-6, driving a 2000 kW emergency electrical generator. | 1 | 0 | 0 | 0 | 1 | Diesel | 2000 | 937 | 2000 | 2021-06-23 | 18.50 | 2022-07-21 | 32.60 | 14.1 | 28200 | 25.6167 | 32.8758 | -117.2396 | 1 | rooftop | 9500 | Gilman Dr |  |  | LA Jolla | CA | San Diego County | 92093 | US | San Diego Geographic Information Source - JPA
APCD2018-PTO-003008 | Active | 2018-02-28 | [34H] California Certified Emergency Standby Engine | Ajinomoto Althea Inc | Chris Manahan | 9393 Waples St #100 San Diego, CA | 92121 | G | Emergency Diesel Engine Generator: John Deere, Model 6135HFG75, 755 BHP, S/N RG6135G009187, Engine Family HJDXL13.5132, Tier 2 certified; driving a 500-kW emergency electrical generator. | 1 | 0 | 0 | 0 | 1 | Diesel | 500 | 755 | 500 | 2022-01-04 | 117.10 | 2022-01-04 | 117.20 | 0.1 | 50 | 0.04542 | 32.9011 | -117.1833 | 1 | rooftop | 9393 | Waples St | Ste | 100 | San Diego | CA | San Diego County | 92121 | US | San Diego Geographic Information Source - JPA
APCD2018-PTO-003009 | Active | 2018-03-02 | [34H] California Certified Emergency Standby Engine | San Diego Gas & Electric (SDG & E) | Environmental Specialist | 8680 Balboa Ave San Diego, CA | 92123 | J | Emergency Diesel Engine Generator: John Deere, Model 6068HFG85, 315 BHP, S/N PE6068N004751, Engine Family HJDXL13.5103, Tier 3 certified; driving a 200-kW emergency electrical generator. | 1 | 0 | 0 | 0 | 1 | Diesel | 200 | 315 | 200 | 2021-06-30 | 30.90 | 2021-06-30 | 35.50 | 4.6 | 920 | 0.83572 | 32.8227 | -117.1455 | 1 | rooftop | 8680 | Balboa Ave |  |  | San Diego | CA | San Diego County | 92123 | US | San Diego Geographic Information Source - JPA
APCD2018-PTO-003011 | Active | 2018-03-08 | [34H] California Certified Emergency Standby Engine | LMS East Village Holding, LLC. | Josh Marganovich | 1501 Island Ave San Diego, CA | 92101 | N | Emergency Diesel Engine Generator: Detroit Diesel / MTU, Model 16V2000G85 R163-8A37, 1495 BHP, S/N 5362011369, Engine Family HMMDL35.8GRR, Tier 2 certified; driving a 1000-kW emergency electrical generator. | 1 | 0 | 0 | 0 | 1 | Diesel | 1000 | 1495 | 1000 | [5 empty] | 0 | 0 | 32.7103 | -117.1504 | 1 | range_interpolation | 1501 | Island Ave |  |  | San Diego | CA | San Diego County | 92101 | US | TIGER/LineÂ® dataset from the US Census Bureau
APCD2018-PTO-003014 | Active | 2018-03-12 | [34H] California Certified Emergency Standby Engine | VERTEX PHARMACEUTICALS INC | DOUG BRUMMETT | 3215 MERRYFIELD ROW SAN DIEGO, CA | 92121 | G | Emergency Diesel Engine: Mitsubishi, Model S16R-Y2PTAW2-1, S/N 22347, Model Year 2017; Engine Family HMVZL65.4BBA; Tier 2 certified; 2923 bhp rated; driving a 2000 kW emergency electrical generator. | 1 | 0 | 0 | 0 | 1 | Diesel | 2000 | 923 | 2000 | 2021-12-31 | 35.50 | 2022-03-18 | 58.70 | 23.2 | 46400 | 42.1494 | 32.8998 | -117.2363 | 1 | rooftop | 3215 | Merryfield Row |  |  | San Diego | CA | San Diego County | 92121 | US | San Diego Geographic Information Source - JPA
APCD2018-PTO-003019 | Active | 2018-03-14 | [34H] California Certified Emergency Standby Engine | County of San Diego, | Ronald Rudd | 5841 CA-78 Borrego Springs, CA | 92004 | D | Emergency Diesel Engine: Mfr: John Deere, Model 4045HF285, S/N PE4045L284456; Model Year 2016; Engine Family GJDXL06.8120; Tier 3 certified; 197 bhp rated; driving a 125 kW emergency electrical generator. | 1 | 0 | 0 | 0 | 1 | Diesel | 125 | 197 | 125 | 2021-12-31 | 88.10 | 2022-05-06 | 121.50 | 33.4 | 4175 | 3.7925 | 33.1449 | -116.1353 | 1 | range_interpolation | 5841 | Hwy 78 |  |  | Borrego Springs | CA | San Diego County | 92004 | US | TIGER/LineÂ® dataset from the US Census Bureau
APCD2018-PTO-003023 | Active | 2018-03-16 | [34H] California Certified Emergency Standby Engine | New Cingular Wireless PCS, LLC dba AT&T Mobility | Cyndi Thrift | 3000 Plaza Bonita Road National City, CA | 91950 | Q | Emergency Diesel Engine Generator: Kukje Machinery Co., Model D3400T-Gen 1, 86 BHP, S/N TP9G00122, Engine Family HKMCL3.41D43, Tier 3 certified; driving a 50-kW emergency electrical generator. | 1 | 0 | 0 | 0 | 1 | Diesel | 50 | 86 | 50 | [5 empty] | 0 | 0 | 32.658 | -117.0663 | 1 | rooftop | 3000 | Plaza Bonita Rd |  |  | National City | CA | San Diego County | 91950 | US | San Diego Geographic Information Source - JPA
APCD2018-PTO-003024 | Active | 2018-03-16 | [34H] California Certified Emergency Standby Engine | Commander Navy Region SW | John Jay | Naval Air Station North Island Coronado, CA | 92135 | O | Emergency Diesel Engine Generator: Cummins Model QSK60-G6, S/N 33173838; Engine Family 8CEXL060.AAD; tier 2 certified; 2,922 bhp rated; turbocharged with air cooler; driving a 2 MW emergency electrical generator. | 1 | 0 | 0 | 0 | 1 | Diesel |  | 922 | 687.5354 | 2021-06-22 | 1708.00 | 2022-06-10 | 1715.00 | 7 | 4812.7478 | 4.3719 | 32.6992 | -117.2096 | 1 | place |  |  |  |  | Coronado | CA | San Diego County | 92118 | US | TIGER/LineÂ® dataset from the US Census Bureau
APCD2018-PTO-003025 | Active | 2018-03-16 | [34H] California Certified Emergency Standby Engine | Commander Navy Region SW | John Jay | Naval Air Station North Island Coronado, CA | 92135 | O | Emergency Diesel Engine Generator: Cummins Model QSKTA60-GE, S/N 33171262; Engine Family 7CEXL060.AAD; tier 2 certified; 2,922 bhp rated; turbocharged with air cooler; driving a 2 MW emergency electrical generator. | 1 | 0 | 0 | 0 | 1 | Diesel |  | 922 | 687.5354 | 2021-06-22 | 1985.00 | 2022-06-10 | 1993.00 | 8 | 5500.2832 | 4.9964 | 32.6992 | -117.2096 | 1 | place |  |  |  |  | Coronado | CA | San Diego County | 92118 | US | TIGER/LineÂ® dataset from the US Census Bureau
APCD2018-PTO-003027 | Active | 2018-03-16 | [34H] California Certified Emergency Standby Engine | New Cingular Wireless PCS, LLC dba AT&T Mobility | Cyndi Thrift | Vandergrift Bl at Pacific Plaza Camp Pendleton, CA | 92055 | A | Emergency Diesel Engine Generator: John Deere, Model 4024HF285B, 80 BHP, S/N PE4024L141957, Engine Family DJDXL04.5141, Tier 3 certified; driving a 50-kW emergency electrical generator. | 1 | 0 | 0 | 0 | 1 | Diesel | 50 | 80 | 50 | 2021-05-05 | 239.80 | 2021-12-31 | 239.80 | 0 | 0 | 0 | 33.3877 | -117.4448 | 1 | place |  |  |  |  | Camp Pendleton | CA | San Diego County | 92055 | US | TIGER/LineÂ® dataset from the US Census Bureau
APCD2018-PTO-003030 | Active | 2018-03-20 | [34H] California Certified Emergency Standby Engine | University of Southern California (USC) | Alice Liang | 6370 Nancy Ridge Drive San Diego, CA | 92121 | G | Emergency Diesel Engine Generator: FPT Industrial S.P.A, Model F4HE9685A*J; S/N *J102- 01524807 * ; (Generac) Model Year 2017; Engine Family HFPXL06.7DGS; Tier 3 certified; 279 bhp rated; equipped with Miratech LTR diesel oxidation catalyst/diesel particulate filter (DOC/DPF), driving a 150-kW emergency electrical generator. | 1 | 0 | 0 | 0 | 1 | Diesel | 150 | 279 | 150 | 2022-03-11 | 75.60 | 2022-03-11 | 75.60 | 0 | 0 | 0 | 32.888 | -117.1811 | 1 | rooftop | 6370 | Nancy Ridge Dr |  |  | San Diego | CA | San Diego County | 92121 | US | San Diego Geographic Information Source - JPA
APCD2018-PTO-003034 | Active | 2018-03-21 | [34H] California Certified Emergency Standby Engine | BioAtla, LLC | Monica Sullivan | 11085 Torreyana Road San Diego, CA | 92121 | G | Emergency Diesel Engine: John Deere, Model 6068HF285, S/N PE6068N005938; Model Year 2017; Engine Family HJDXL06.8120; Tier 3 certified; 237 bhp rated; driving a 150 kW emergency electrical generator | 1 | 0 | 0 | 0 | 1 | Diesel | 150 | 237 | 150 | 2021-12-20 | 27.60 | 2021-12-20 | 35.80 | 8.2 | 1230 | 1.1173 | 32.9066 | -117.2369 | 1 | rooftop | 11085 | Torreyana Rd |  |  | San Diego | CA | San Diego County | 92121 | US | San Diego Geographic Information Source - JPA
APCD2018-PTO-003036 | Active | 2018-03-22 | [34H] California Certified Emergency Standby Engine | USN NAVCONBRIG Miramar |  | MCAS Miramar Brig,Building 7684 San Diego, CA | 92145 | H | Emergency diesel engine: Make John Deere, Model 6135HFG84, RG6135L031826, rated at 538 bhp, Model Year 2016, Tier 3 certified of Engine Family Number GJDXL13.5146, driving a 350 KW generator. Functional Group: USN NAVCONBRIG Miramar. | 1 | 0 | 0 | 0 | 1 | Diesel | 350 | 538 | 350 | 2022-01-01 | 52.70 | 2022-01-01 | 56.10 | 3.4 | 1190 | 1.081 | 32.7241 | -117.1709 | 1 | place |  |  |  |  | San Diego | CA | San Diego County | 92101 | US | TIGER/LineÂ® dataset from the US Census Bureau
APCD2018-PTO-003037 | Active | 2018-03-23 | [34H] California Certified Emergency Standby Engine | San Diego State University | Lilly Sabet | 5500 Campanile Dr San Diego, CA | 92182 | K | Emergency Diesel Engine Generator: John Deere Model 6135HFG75, S/N RG6135G008326; Engine Family GJDXL13.5132; tier 2 certified; 755 bhp rated; turbocharged with air cooler; driving an emergency electrical generator | 1 | 0 | 0 | 0 | 1 | Diesel |  | 755 | 563.0035 | 2021-10-21 | 34.80 | 2021-10-21 | 40.00 | 5.2 | 2927.6182 | 2.6594 | 32.7721 | -117.0725 | 1 | rooftop | 5500 | Campanile Dr |  |  | San Diego | CA | San Diego County | 92182 | US | San Diego Geographic Information Source - JPA
APCD2018-PTO-003049 | Active | 2018-05-04 | [34H] California Certified Emergency Standby Engine | City of San Diego-Public Utilities Department (PUD) | Tatyana Fikhman | 10650 Scripps Lake Drive San Diego, CA | 92131 | F | Emergency Diesel Engine Generator: Caterpillar Model 3512C rated 2206 bhp, S/N LYH00173, Engine Family HCPXL78.1NZS, Tier 2 certified; driving a 1500-kW emergency electrical generator | 1 | 0 | 0 | 0 | 1 | Diesel | 500 | 206 | 500 | 2021-07-28 | 28.60 | 2022-07-29 | 42.20 | 13.6 | 6800 | 6.1771 | 32.9116 | -117.0974 | 1 | range_interpolation | 10650 | Scripps Lake Dr |  |  | San Diego | CA | San Diego County | 92131 | US | TIGER/LineÂ® dataset from the US Census Bureau
APCD2018-PTO-003052 | Active | 2018-05-08 | [34H] California Certified Emergency Standby Engine | UTC LLC | Facilities Manager | 4545 La Jolla Village Drive San Diego, CA | 92122 | H | Emergency Diesel Engine Generator: Volvo Model TWD1643GE rated 903 bhp, S/N 2016095620, Engine Family GVPXL16.1ACW, Tier 3 certified; equipped with a Johnson Matthey SDPF, housing model JM-SDPF-4-H-BITO-CS-12-LP; driving a 600 kW emergency electrical generator | 1 | 0 | 0 | 0 | 1 | Diesel | 600 | 903 | 600 | 2021-08-30 | 85.80 | 2021-08-30 | 93.70 | 7.9 | 4740 | 4.3058 | 32.8716 | -117.2105 | 1 | rooftop | 4545 | LA Jolla Village Dr |  |  | San Diego | CA | San Diego County | 92122 | US | San Diego Geographic Information Source - JPA
APCD2018-PTO-003056 | Active | 2018-05-10 | [34H] California Certified Emergency Standby Engine | Alexandria Estate Equities, Inc. |  | 3985 Sorrento Valley Blvd San Diego, CA | 92121 | G | Emergency Diesel Engine Generator: Cummins, Inc., model QSX15-G9 NR2, 755 bph, S/N 80028958, Engine Family HCEXL015.AAJ (J103), Tier 2 certified; driving a 450-kW emergency electrical generator. | 1 | 0 | 0 | 0 | 1 | Diesel | 450 | 755 | 450 | 2021-06-18 | 28.60 | 2022-06-24 | 61.70 | 33.1 | 14895 | 13.5305 | 32.9023 | -117.2192 | 1 | rooftop | 3985 | Sorrento Valley Blvd |  |  | San Diego | CA | San Diego County | 92121 | US | San Diego Geographic Information Source - JPA
APCD2018-PTO-003059 | Active | 2018-05-16 | [34H] California Certified Emergency Standby Engine | Qualcomm Inc | EHS Department | 5555 Morehouse Dr San Diego, CA | 92121 | G | Emergency diesel engine: Caterpillar, Model 3516C, S/N SBJ02039, rated at 2937 bhp, Model Year 2016, Tier 2 certified of Engine Family Number GCPXL78.1NZS, driving a 2000 KW generator. | 1 | 0 | 0 | 0 | 1 | Diesel | 2000 | 2937 | 2000 | 2021-12-31 | 52.80 | 2022-05-05 | 72.20 | 19.4 | 38800 | 35.2456 | 32.896 | -117.1953 | 1 | rooftop | 5555 | Morehouse Dr |  |  | San Diego | CA | San Diego County | 92121 | US | San Diego Geographic Information Source - JPA
APCD2018-PTO-003065 | Active | 2018-05-25 | [34C] Emergency Standby Engine | Cal Fire/Valley Center Station | Matthew McCleod | 14946 Vesper Road Valley Center, CA | 92082 | B | Emergency standby engine: Ford/ Cummins, Model ESG-642, S/N 05VK43288, rated at 74 bhp, fueled with propane gas, equipped with Miratech NSCR: Model IQ2-12-04-HSG-0, S/N IQ2-2399, driving a 47 KW generator. | 0 | 0 | 0 | 1 | 1 | Propane | 47 | 74 | 47 | [5 empty] | 0 | 0 | 33.2351 | -117.0077 | 1 | range_interpolation | 14946 | Vesper Rd |  |  | Valley Center | CA | San Diego County | 92082 | US | TIGER/LineÂ® dataset from the US Census Bureau
APCD2018-PTO-003066 | Active | 2018-05-25 | [34H] California Certified Emergency Standby Engine | Abbott | Brandon Hagg | 9940 Mesa Rim Rd San Diego, CA | 92121 | G | Emergency Diesel Engine Generator: John Deere Model 4024HF285B, S/N PE4024L142172; Model Year 2013; Engine Family DJDXL04.5141; Tier 3 certified; 80 bhp rated; driving a 50 kW emergency electrical generator. | 1 | 0 | 0 | 0 | 1 | Diesel | 50 | 80 | 50 | 2021-12-29 | 47.60 | 2022-02-11 | 53.90 | 6.3 | 315 | 0.28614 | 32.9001 | -117.179 | 1 | rooftop | 9940 | Mesa Rim Rd |  |  | San Diego | CA | San Diego County | 92121 | US | San Diego Geographic Information Source - JPA
APCD2018-PTO-003071 | Active | 2018-05-31 | [34H] California Certified Emergency Standby Engine | California Retina Association Ambulatory Surgery Center | Hamid Mani | 835 Third Avenue Suite A Chula Vista, CA | 91911 | R | Emergency Diesel Engine: John Deere, Model 4045HF285K; Model Year 2017; Engine Family HJDXL06.8120; S/N: PE4045N009677; Tier 3 certified; 197 bhp rated; driving a 128 kW emergency electrical generator. | 1 | 0 | 0 | 0 | 1 | Diesel | 128 | 197 | 128 | 2022-04-25 | 38.70 | 2022-04-25 | 38.70 | 0 | 0 | 0 | 32.6232 | -117.0718 | 1 | rooftop | 835 | 3rd Ave | Ste | A | Chula Vista | CA | San Diego County | 91911 | US | San Diego Geographic Information Source - JPA
APCD2018-PTO-003078 | Active | 2018-06-06 | [34H] California Certified Emergency Standby Engine | Ajinomoto Althea | Michael Naughton | 6175 Lusk Blvd San Diego, CA | 92121 | G | Emergency Diesel Engine Generator: Mitsubishi, Model S12A2-Y2PTAW , S/N 28926, rated at 1207 BHP, Model Year 2017, Engine Family HMVXL33.9BBA, Tier 2 certified; driving a 800-kW emergency electrical generator. | 1 | 0 | 0 | 0 | 1 | Diesel | 800 | 1207 | 800 | 2021-12-31 | 13.80 | 2022-04-08 | 18.30 | 4.5 | 3600 | 3.2702 | 32.8993 | -117.1948 | 1 | rooftop | 6175 | Lusk Blvd |  |  | San Diego | CA | San Diego County | 92121 | US | San Diego Geographic Information Source - JPA
APCD2018-PTO-003079 | Active | 2018-06-06 | [34H] California Certified Emergency Standby Engine | West Inn and Suites | Teresa Capener | 4970 Avenida Encinas Carlsbad, CA | 92008 | C | Emergency Diesel Engine Generator: John Deere, Model 5030HF270B, S/N PE5030H037823; Model Year 2005; Engine Family 5JDXL03.0064; Tier 2 certified; 96.7 bhp rated; driving a 72 kW emergency electrical generator. | 1 | 0 | 0 | 0 | 1 | Diesel | 72 | 967 | 72 | 2021-12-31 | 74.10 | 2022-01-20 | 75.20 | 1.1 | 79.2 | 0.071945 | 33.1356 | -117.3312 | 1 | rooftop | 4970 | Avenida Encinas |  |  | Carlsbad | CA | San Diego County | 92008 | US | San Diego Geographic Information Source - JPA
APCD2018-PTO-003081 | Active | 2018-06-11 | [34H] California Certified Emergency Standby Engine | UCSD Biological and Physical Sciences | Valerie Fanning | 9500 Gilman Drive La Jolla, CA | 92093 | I | Emergency Diesel Engine Generator: Cummins, Model QSK23-G7, rated at 1220 BHP, S/N 85003645, Model Year 2017, Engine Family HCEXL023.AAB, Tier 2 certified; driving a 800-kW emergency electrical generator. | 1 | 0 | 0 | 0 | 1 | Diesel | 800 | 1220 | 800 | 2021-06-23 | 40.40 | 2022-07-21 | 52.10 | 11.7 | 9360 | 8.5026 | 32.8758 | -117.2396 | 1 | rooftop | 9500 | Gilman Dr |  |  | LA Jolla | CA | San Diego County | 92093 | US | San Diego Geographic Information Source - JPA
APCD2018-PTO-003083 | Active | 2018-06-12 | [34H] California Certified Emergency Standby Engine | Penske Logistics | Ben Martin | 7170 Miramar Rd, Ste 800 - 900 San Diego, CA | 92121 | G | Emergency Diesel Engine Generator: Cummins, Model QSX15-G9, S/N 80022802; Model Year 2017; Engine Family HCEXL015.AAJ; Tier 2 certified; 755 bhp rated; driving a 506 kW emergency electrical generator. | 1 | 0 | 0 | 0 | 1 | Diesel | 506 | 755 | 506 | 2021-07-16 | 12.70 | 2022-07-21 | 37.50 | 24.8 | 12548.8 | 11.3992 | 32.8802 | -117.1597 | 1 | range_interpolation | 7170 | Miramar Rd | Ste | 900 | San Diego | CA | San Diego County | 92121 | US | TIGER/LineÂ® dataset from the US Census Bureau
APCD2018-PTO-003084 | Active | 2018-06-13 | [34H] California Certified Emergency Standby Engine | Grand Pacific Resorts Inc. | Houston Arnold | 5490 Grand Pacific Dr. Carlsbad, CA | 92008 | C | Emergency Diesel Engine Generator: John Deere Model 6135HFG84, 538 BHP, S/N RG6135L033055, Engine Family HJDXL13.5146, Tier 3 certified; driving a 360-kW emergency electrical generator. | 1 | 0 | 0 | 0 | 1 | Diesel | 360 | 538 | 360 | 2021-10-22 | 33.50 | 2021-10-22 | 44.00 | 10.5 | 3780 | 3.4337 | 33.1301 | -117.3091 | 0.89 | nearest_rooftop_match | 5480 | Grand Pacific Dr |  |  | Carlsbad | CA | San Diego County | 92008 | US | San Diego Geographic Information Source - JPA
APCD2018-PTO-003091 | Active | 2018-06-21 | [34H] California Certified Emergency Standby Engine | Greystar | Deanna O'Brien | 100 Park Blvd San Diego, CA | 92101 | N | Emergency Diesel Engine: Mitsubishi, Model S16R-YCPTAW-1, 2346 BHP, S/N 21402, Engine Family GMVXL65.4BBA, Tier 2 certified; driving a 1600-kW electrical generator. | 1 | 0 | 0 | 0 | 1 | Diesel | 600 | 2346 | 600 | 2022-05-19 | 41.70 | 2022-05-19 | 45.40 | 3.7 | 2220 | 2.0166 | 32.7079 | -117.1523 | 1 | rooftop | 100 | Park Blvd |  |  | San Diego | CA | San Diego County | 92101 | US | San Diego Geographic Information Source - JPA
APCD2018-PTO-003096 | Active | 2018-07-03 | [34H] California Certified Emergency Standby Engine | City of Del Mar | Shaun McMahon | 1050 Camino Del Mar Del Mar, CA | 92014 | E | Emergency Diesel Engine Generator: John Deere Model 4045HF285I, S/N PE4045N003070; Model Year 2017; Engine Family HJDXL04.5119; Tier 3 certified; 158 bhp rated; driving a 100 kW emergency electrical generator | 1 | 0 | 0 | 0 | 1 | Diesel | 100 | 158 | 100 | [5 empty] | 0 | 0 | 32.9547 | -117.2639 | 1 | rooftop | 1050 | Camino Del Mar |  |  | Del Mar | CA | San Diego County | 92014 | US | Sandoval
APCD2018-PTO-003097 | Active | 2018-07-05 | [34H] California Certified Emergency Standby Engine | County of San Diego | Thomas Rathgeb | 5590 Overland Avenue San Diego, CA | 92123 | J | Emergency Diesel Engine Generator: Iveco/FPT, Model F3BE9685A-E, S/N E003-257409; Model Year 2017; Engine Family HFPXL12.9IGR; Tier 3 certified; 530 bhp rated; driving a 350 kW emergency electrical generator | 1 | 0 | 0 | 0 | 1 | Diesel | 350 | 530 | 350 | 2022-01-01 | 34.00 | 2022-01-01 | 37.40 | 3.4 | 1190 | 1.081 | 32.8361 | -117.1309 | 1 | rooftop | 5590 | Overland Ave |  |  | San Diego | CA | San Diego County | 92123 | US | San Diego Geographic Information Source - JPA
APCD2018-PTO-003099 | Active | 2018-07-06 | [34H] California Certified Emergency Standby Engine | SurgCenter of San Diego, LLC. | Shelly Hagerthy | 488 East Valley Parkway, Ste 100 Escondido, CA | 92025 | D | Emergency Diesel Engine Generator: Cummins, Model QSB5-G5, S/N 74262517; Model Year 2018; Engine Family GCEXL0275.AAK; Tier 3 certified; 176 bhp rated; driving a 100 kW emergency electrical generator. | 1 | 0 | 0 | 0 | 1 | Diesel | 100 | 176 | 100 | 2021-06-15 | 32.10 | 2021-06-15 | 38.80 | 6.7 | 670 | 0.60862 | 33.1256 | -117.0774 | 1 | rooftop | 488 | E Valley Pkwy E | Ste | 100 | Escondido | CA | San Diego County | 92025 | US | San Diego Geographic Information Source - JPA
APCD2018-PTO-003100 | Active | 2018-07-06 | [34H] California Certified Emergency Standby Engine | New Cingular Wireless PCS, LLC dba AT&T Mobility | Cyndi Thrift | Akron Tower Camp Pendleton Marine Corp Camp Pendleton, CA | 92055 | A | Emergency Diesel Engine Generator: John Deere, Model 4024HF285B, S/N PE4024L141971, rated 80 bhp, Engine Family DJDXL04.5141, Tier 3 certified; driving a 50-kW emergency electrical generator. | 1 | 0 | 0 | 0 | 1 | Diesel | 50 | 80 | 50 | 2021-05-05 | 58.10 | 2021-05-05 | 62.00 | 3.9 | 195 | 0.17714 | 32.7226 | -117.2366 | 0.9 | street_center |  | Akron St |  |  | San Diego | CA | San Diego County | 92106 | US | TIGER/LineÂ® dataset from the US Census Bureau
APCD2018-PTO-003101 | Active | 2018-07-06 | [34H] California Certified Emergency Standby Engine | New Cingular Wireless PCS, LLC dba AT&T Mobility | Cyndi Thrift | 52 Area Water Tank Camp Pendleton, CA | 92055 | A | Emergency Diesel Engine Generator: John Deere Model 4024HF285B, S/N PE4024L141954, rated 80 bhp, Engine Family DJDXL04.5141, Tier 3 certified; driving a 50-kW emergency electrical generator. | 1 | 0 | 0 | 0 | 1 | Diesel | 50 | 80 | 50 | 2021-05-05 | 134.40 | 2021-05-05 | 146.80 | 12.4 | 620 | 0.5632 | 33.3877 | -117.4448 | 0.5 | place |  |  |  |  | Camp Pendleton | CA | San Diego County | 92055 | US | TIGER/LineÂ® dataset from the US Census Bureau
APCD2018-PTO-003102 | Active | 2018-07-06 | [34H] California Certified Emergency Standby Engine | New Cingular Wireless PCS LLC dba AT&T Mobility | Cyndi Thrift | Air Station Overlook Camp Pendleton, CA | 92055 | A | Emergency Diesel Engine Generator: John Deere Model 4024HF285B, S/N PE4024L141898, rated 80 bhp, Engine Family DJDXL04.5141, Tier 3 certified; driving a 50-kW emergency electrical generator. | 1 | 0 | 0 | 0 | 1 | Diesel | 50 | 80 | 50 | 2021-05-05 | 56.80 | 2021-05-05 | 60.30 | 3.5 | 175 | 0.15897 | 32.7196 | -117.0953 | 0.9 | street_center |  | Air Way |  |  | San Diego | CA | San Diego County | 92102 | US | TIGER/LineÂ® dataset from the US Census Bureau
APCD2018-PTO-003103 | Active | 2018-07-06 | [34H] California Certified Emergency Standby Engine | New Cingular Wireless PCS, LLC dba AT&T Mobility | Cyndi Thrift | Area 33 Magarita Chapel Camp Pendleton, CA | 92055 | A | Emergency Diesel Engine Generator: John Deere Model 4024HF285B, S/N PE4024L141895, rated 80 bhp, Engine Family DJDXL04.5141, Tier 3 certified; driving a 50-kW emergency electrical generator. | 1 | 0 | 0 | 0 | 1 | Diesel | 50 | 80 | 50 | 2021-05-05 | 59.90 | 2021-05-05 | 63.40 | 3.5 | 175 | 0.15897 | 32.9951 | -117.2492 | 0.58 | nearest_rooftop_match | 159 | Chapala Ct |  |  | Solana Beach | CA | San Diego County | 92075 | US | Sandoval
APCD2018-PTO-003104 | Active | 2018-07-06 | [34H] California Certified Emergency Standby Engine | San Diego County Superintendant of Schools | Bill Carpenter | 6401 Linda Vista Rd, #212 San Diego, CA | 92111 | M | Emergency Natural Gas Engine: Generac Model SG300, S/N 3002428853; Engine Family HGNXB14.22C1; EPA certified; 460 bhp rated; with a three way catalyst; driving a 300 kW emergency electrical generator. | 0 | 0 | 1 | 0 | 1 | Natural Gas | 300 | 460 | 300 | [5 empty] | 0 | 0 | 32.7696 | -117.1797 | 1 | rooftop | 6401 | Linda Vista Rd | # | 212 | San Diego | CA | San Diego County | 92111 | US | San Diego Geographic Information Source - JPA
APCD2018-PTO-003105 | Active | 2018-07-09 | [34H] California Certified Emergency Standby Engine | USN RADIO RECEIVING FACILITY |  | HOOPER BL CORONADO, CA | 92118 | O | Emergency Diesel Engine: Mitsubishi, Model S12A2-Y2PTAW-2; S/N 28925; Model Year 2017; Engine Family HMVXL33.9BBA; Tier 2 certified; 1207 bhp rated; driving an 800 kW emergency electrical generator. | 1 | 0 | 0 | 0 | 1 | Diesel | 800 | 207 | 800 | 2022-03-10 | 72.30 | 2022-03-10 | 72.80 | 0.5 | 400 | 0.36336 | 32.6992 | -117.2096 | 0.5 | place |  |  |  |  | Coronado | CA | San Diego County | 92118 | US | TIGER/LineÂ® dataset from the US Census Bureau
APCD2018-PTO-003106 | Active | 2018-07-11 | [34H] California Certified Emergency Standby Engine | Padre Dam Municipal Water District - Santee Lakes Recreation Preserve | John Tackett | 9310 Fanita Parkway Santee, CA | 92071 | H | Emergency Diesel Engine: John Deere Model 6168HF285K, S/N PE6068N006065; Engine Family HJDXL06.8120; tier 3 certified; 237 bhp rated; turbocharged with charge air cooler; driving a 144 kW emergency generator. | 1 | 0 | 0 | 0 | 1 | Diesel | 144 | 237 | 144 | 2022-01-01 | 63.50 | 2022-01-01 | 67.50 | 4 | 576 | 0.52323 | 32.8471 | -117.0056 | 1 | rooftop | 9310 | Fanita Pkwy |  |  | Santee | CA | San Diego County | 92071 | US | San Diego Geographic Information Source - JPA
APCD2018-PTO-003107 | Active | 2018-07-11 | [34H] California Certified Emergency Standby Engine | San Diego County Regional Airport Authority | Soraya Purday Turner-PCL | 3835 N. Harbor Drive San Diego, CA | 92101 | N | Emergency Diesel Engine: John Deere model 6135HFG75, S/N RG6135G009585; Engine Family HJDXL13.5132; tier 2 certified; 755 bhp rated; turbocharged with air cooler; equipped with a Johnson Matthey S-DPF diesel particulate filter, model SDPF3-N-CS-BITO-10/10-LP, S/N 503333-1; driving a 500 kW emergency generator. | 1 | 0 | 0 | 0 | 1 | Diesel | 500 | 755 | 500 | 2021-07-09 | 38.00 | 2022-04-28 | 56.70 | 18.7 | 9350 | 8.4935 | 32.73 | -117.204 | 1 | rooftop | 3835 | N Harbor Dr |  |  | San Diego | CA | San Diego County | 92101 | US | San Diego Geographic Information Source - JPA
APCD2018-PTO-003113 | Active | 2018-07-17 | [34H] California Certified Emergency Standby Engine | LEGOLAND California | Bret Wilkes | 1 Legoland Drive Carlsbad, CA | 92008 | C | Emergency Diesel Engine: Mercedes-Benz, Model OM924LA;S/N 924.942-C-1142100; Model Year 2017; Engine Family HMBXL07.2RJC; Tier 3 certified; 197 bhp rated; driving a 125 kW emergency electrical generator. | 1 | 0 | 0 | 0 | 1 | Diesel | 125 | 197 | 125 | 2022-02-11 | 27.40 | 2022-02-11 | 28.40 | 1 | 125 | 0.11355 | 33.1262 | -117.3111 | 1 | rooftop | 1 | Legoland Dr |  |  | Carlsbad | CA | San Diego County | 92008 | US | San Diego Geographic Information Source - JPA
APCD2018-PTO-003118 | Active | 2018-08-03 | [34H] California Certified Emergency Standby Engine | San Diego Vascular Access-Lifeline | Jennifer Atchian | 6402 El Cajon Boulevard San Diego, CA | 92115 | J | Emergency Diesel Engine Generator: Iveco/FPT, Model F4HE9685A*J, S/N J102-01537964; Model Year 2017; Engine Family HFPXL06.7DGS; Tier 3 certified; 279 bhp rated; driving a 150 kW emergency electrical generator. | 1 | 0 | 0 | 0 | 1 | Diesel | 150 | 279 | 150 | [5 empty] | 0 | 0 | 32.7654 | -117.0609 | 1 | rooftop | 6402 | El Cajon Blvd |  |  | San Diego | CA | San Diego County | 92115 | US | San Diego Geographic Information Source - JPA
APCD2018-PTO-003119 | Active | 2018-08-03 | [34H] California Certified Emergency Standby Engine | South Bay Union School District | Don Visnick | 601 Elm Ave Imperial Beach, CA | 91932 | O | Emergency natural gas engine: Make Generac, Model SG045, S/N E172A 290816 2420203, rated at 82 bhp, EPA certified for spark ignited engines of family number GGNXB05.42L1-017, driving a 45 KW generator. | 0 | 0 | 1 | 0 | 1 | Natural Gas | 45 | 82 | 45 | 2021-06-30 | 29.80 | 2022-07-29 | 37.40 | 7.6 | 342 | 0.24838 | 32.5801 | -117.1203 | 1 | range_interpolation | 601 | Elm Ave |  |  | Imperial Beach | CA | San Diego County | 91932 | US | TIGER/LineÂ® dataset from the US Census Bureau
APCD2018-PTO-003120 | Active | 2018-08-07 | [34H] California Certified Emergency Standby Engine | Southwestern Community College | Rob Depew | 880 National City Blvd National City, CA | 91950 | Q | Emergency diesel engine: John Deere, Model 4045HF285H, S/N PE4045L283891, rated at 133 bhp, Model Year 2016, Tier 3 certified of Engine Family Number GJDXL04.5119, driving a 80 KW generator. | 1 | 0 | 0 | 0 | 1 | Diesel | 80 | 133 | 80 | 2021-05-11 | 10.50 | 2022-05-16 | 11.60 | 1.1 | 88 | 0.079939 | 32.6751 | -117.1068 | 1 | range_interpolation | 880 | National City Blvd |  |  | National City | CA | San Diego County | 91950 | US | TIGER/LineÂ® dataset from the US Census Bureau
APCD2018-PTO-003122 | Active | 2018-08-10 | [34H] California Certified Emergency Standby Engine | American Access Care of San Diego, LLC | Antonio Suarez | 995 Gateway Center Way San Diego, CA | 92102 | S | Emergency Diesel Engine Generator: John Deere Model 4024HF285B RATING 80 BHP, S/N PE4024L141907, Engine Family DJDXL04.5141, Tier 3 certified; driving a 60-kW emergency electrical generator. | 1 | 0 | 0 | 0 | 1 | Diesel | 60 | 80 | 60 | 2022-03-16 | 79.40 | 2022-03-16 | 107.50 | 28.1 | 1686 | 1.5316 | 32.714 | -117.1163 | 1 | rooftop | 995 | Gateway Center Way |  |  | San Diego | CA | San Diego County | 92102 | US | San Diego Geographic Information Source - JPA
APCD2018-PTO-003123 | Active | 2018-08-16 | [34H] California Certified Emergency Standby Engine | San Ysidro LPOE | Ed Simon | 720 E San Ysidro Blvd San Ysidro, CA | 92173 | O | Emergency Diesel Engine Generator: Mitsubishi, Model S16R-Y2PTAW2-1 S/N: SGM32LGP3; Model Year 2017; Engine Family HMVXL65.4BBA; Tier 2 certified; 2923 bhp rated; turbocharged and aftercooled; driving a 2000 kW emergency generator. | 1 | 0 | 0 | 0 | 1 | Diesel | 2000 | 923 | 2000 | 2022-02-02 | 55.30 | 2022-02-02 | 55.80 | 0.5 | 1000 | 0.90839 | 32.5436 | -117.0293 | 1 | rooftop | 720 | E San Ysidro Blvd |  |  | San Ysidro | CA | San Diego County | 92173 | US | San Diego Geographic Information Source - JPA
APCD2018-PTO-003124 | Active | 2018-08-17 | [34H] California Certified Emergency Standby Engine | Balfour Beatty Construction | DAN NAVARRO | 2850 6TH AVENUE San Diego, CA | 92103 | M | Emergency Diesel Engine: John Deere, Model 6135HFG84, 617 BHP, S/N RG6135L031281, Model Year 2016, Tier 3 Certified, Engine Family No. FJDXL13.5146, driving a 405-kW generator. | 1 | 0 | 0 | 0 | 1 | Diesel | 405 | 617 | 405 | 2021-07-12 | 30.30 | 2021-07-12 | 35.80 | 5.5 | 2227.5 | 2.0234 | 32.7353 | -117.1599 | 1 | rooftop | 2850 | 6th Ave |  |  | San Diego | CA | San Diego County | 92103 | US | San Diego Geographic Information Source - JPA
APCD2018-PTO-003129 | Active | 2018-08-31 | [34H] California Certified Emergency Standby Engine | Mission Federal Credit Union | Lisa Chappell | 10325 Meanley Dr. San Diego, CA | 92131 | F | Emergency Diesel Engine Generator: Kohler, Model KD27V12-CES , S/N 2017-16-1194; Model Year 2017; Engine Family HLHAL45.0ESP; Tier 2 certified; 1494 bhp rated; driving a 1000 kW emergency electrical generator. | 1 | 0 | 0 | 0 | 1 | Diesel | 1000 | 494 | 1000 | 2021-07-14 | 35.60 | 2022-06-29 | 62.90 | 27.3 | 27300 | 24.7991 | 32.9097 | -117.1025 | 1 | rooftop | 10325 | Meanley Dr |  |  | San Diego | CA | San Diego County | 92131 | US | San Diego Geographic Information Source - JPA
APCD2018-PTO-003151 | Active | 2018-09-19 | [34H] California Certified Emergency Standby Engine | USMC Base Military Support | AC/S Environmental Security | 12 & 27 Areas Camp Pendleton, CA | 92055 | A | Emergency Diesel Engine Generator: Cummins Model QSK60-G6 NR2, S/N 33211890; Engine Family HCEXL060.AAD; tier 2 certified; 2,922 bhp rated; turbocharged with air cooler; driving a 2 MW emergency electrical generator. 12 Area host switch engine 1. (Building 1270 ? MCI WEST G-6) | 1 | 0 | 0 | 0 | 1 | Diesel |  | 922 | 687.5354 | [5 empty] | 0 | 0 | 32.7053 | -117.1358 | 0.9 | range_interpolation | 12 | 27th St |  |  | San Diego | CA | San Diego County | 92102 | US | TIGER/LineÂ® dataset from the US Census Bureau
APCD2018-PTO-003152 | Active | 2018-09-19 | [34H] California Certified Emergency Standby Engine | USMC Base Military Support | AC/S Environmental Security | 12 & 27 Areas Camp Pendleton, CA | 92055 | A | Emergency Diesel Engine Generator: Cummins Model QSK60-G6 NR2, S/N 33211738; Engine Family HCEXL060.AAD; tier 2 certified; 2,922 bhp rated; turbocharged with air cooler; driving a 2 MW emergency electrical generator. 12 Area host switch engine 2. (Building 1270 a?? MCI WEST G-6) | 1 | 0 | 0 | 0 | 1 | Diesel |  | 922 | 687.5354 | [5 empty] | 0 | 0 | 32.7053 | -117.1358 | 0.9 | range_interpolation | 12 | 27th St |  |  | San Diego | CA | San Diego County | 92102 | US | TIGER/LineÂ® dataset from the US Census Bureau
APCD2018-PTO-003153 | Active | 2018-09-19 | [34H] California Certified Emergency Standby Engine | USMC Base Military Support | AC/S Environmental Security | 12 & 27 Areas Camp Pendleton, CA | 92055 | A | Emergency Diesel Engine Generator: Cummins Model QSL9-G7 NR3, S/N 74222633; Engine Family HCEXL0540AAB; tier 3 certified; 464 bhp rated; turbocharged with air cooler; driving a 250 kW emergency electrical generator. 12 Area cable supply warehouse. (Building 1278) | 1 | 0 | 0 | 0 | 1 | Diesel | 250 | 464 | 250 | [5 empty] | 0 | 0 | 32.7053 | -117.1358 | 0.9 | range_interpolation | 12 | 27th St |  |  | San Diego | CA | San Diego County | 92102 | US | TIGER/LineÂ® dataset from the US Census Bureau
APCD2018-PTO-003154 | Active | 2018-09-19 | [34H] California Certified Emergency Standby Engine | USMC Base Military Support | AC/S Environmental Security | 12 & 27 Areas Camp Pendleton, CA | 92055 | A | Emergency Diesel Engine Generator: Cummins Model QSL9-G7 NR3, S/N 74210336; Engine Family HCEXL0540AAB; tier 3 certified; 464 bhp rated; turbocharged with air cooler; driving a 250 kW emergency electrical generator. 27 Area ADN (Building 27605 a?? Area Distribution Node) | 1 | 0 | 0 | 0 | 1 | Diesel | 250 | 464 | 250 | [5 empty] | 0 | 0 | 32.7053 | -117.1358 | 0.9 | range_interpolation | 12 | 27th St |  |  | San Diego | CA | San Diego County | 92102 | US | TIGER/LineÂ® dataset from the US Census Bureau
APCD2018-PTO-003155 | Active | 2018-09-25 | [34H] California Certified Emergency Standby Engine | Palomar College | Derrick Johnson | 11111 Rancho Bernardo Rd San Diego, CA | 92127 | F | Emergency Diesel Engine Generator: John Deere Model 6068HGF82, rated 284 bhp, S/N PE6068N004868, Engine Family HJDXL06.8120, Tier 3 certified; driving a 180-kW emergency electrical generator | 1 | 0 | 0 | 0 | 1 | Diesel | 180 | 284 | 180 | 2022-01-18 | 46.90 | 2022-01-18 | 47.40 | 0.5 | 90 | 0.081755 | 33.0232 | -117.0895 | 1 | rooftop | 11111 | Rancho Bernardo Rd |  |  | San Diego | CA | San Diego County | 92127 | US | San Diego Geographic Information Source - JPA
APCD2018-PTO-003158 | Active | 2018-09-28 | [34W] Registered Engine (Rule 12) | Mountain Empire Unified School District (MEUSD) | Ben Mullins | 3291 Buckman Springs Road Pine Valley, CA | 91962 | R | Registration of existing emergency diesel engine: Detroit Diesel, Model 6-71, S/N 6A 339905, rated at 218 bhp, Model Year 1976, driving a 125 gpm fire pump. | 1 | 0 | 0 | 0 | 1 | Diesel |  | 218 | 162.5626 | 2022-05-04 | 440.90 | 2022-05-04 | 446.80 | 5.9 | 959.1193 | 0.87126 | 32.7345 | -116.4921 | 1 | rooftop | 3291 | Buckman Springs Rd |  |  | Pine Valley | CA | San Diego County | 91962 | US | San Diego Geographic Information Source - JPA
APCD2018-PTO-003159 | Active | 2018-10-02 | [34H] California Certified Emergency Standby Engine | Ramona Municipal Water District | Ed Corbett | 16610 Archie Moore Rd Ramona, CA | 92065 | F | Emergency Diesel Engine Generator: Cummins, Model 4BT3.3-G5, 69 BHP, S/N 72036538, Engine Family GCEXL03.3CAA-020, Tier 3 certified; driving a 40-kW emergency electrical generator. | 1 | 0 | 0 | 0 | 1 | Diesel | 40 | 69 | 40 | 2021-12-02 | 101.30 | 2021-12-02 | 104.40 | 3.1 | 124 | 0.11264 | 33.0184 | -116.9527 | 0.9 | nearest_rooftop_match | 16609 | Archie Moore Rd |  |  | Ramona | CA | San Diego County | 92065 | US | San Diego Geographic Information Source - JPA
APCD2018-PTO-003160 | Active | 2018-10-02 | [34H] California Certified Emergency Standby Engine | Ramona Municipal Water District | Ed Corbett | 435 Aqua Ln & 5th Ramona, CA | 92065 | F | Emergency Diesel Engine Generator: Cummins, Model 4BT3.3-G5, 69 BHP, S/N 72036537, Engine Family HCEXL03.3BAA-030, Tier 3 certified; driving a 25-kW emergency electrical generator. | 1 | 0 | 0 | 0 | 1 | Diesel | 25 | 69 | 25 | 2021-12-02 | 45.30 | 2021-12-02 | 49.50 | 4.2 | 105 | 0.095381 | 33.0493 | -116.8617 | 1 | range_interpolation | 435 | Aqua Ln |  |  | Ramona | CA | San Diego County | 92065 | US | TIGER/LineÂ® dataset from the US Census Bureau
APCD2018-PTO-003161 | Active | 2018-10-03 | [34H] California Certified Emergency Standby Engine | San Diego Sycamore LLC | Iliana Perez | 10655/10665 Sorrento Valley Rd San Diego, CA | 92121 | G | Emergency Diesel Engine: John Deere Model 4045HF285I, S/N PE4045N012935; Engine Family JJDXL04.5119; tier 3 certified; 158 bhp rated; turbocharged with charge air cooler; driving a 102 kW emergency generator | 1 | 0 | 0 | 0 | 1 | Diesel | 102 | 158 | 102 | 2021-12-02 | 21.90 | 2021-12-02 | 24.90 | 3 | 306 | 0.27797 | 32.8193 | -117.094 | 0.55 | nearest_rooftop_match | 10807 | Rueda Ct |  |  | San Diego | CA | San Diego County | 92124 | US | Sandoval
APCD2018-PTO-003162 | Active | 2018-10-03 | [34H] California Certified Emergency Standby Engine | US Navy Regional Plant | Facility Manager | 2555 Sports Arena Blvd San Diego, CA | 92110 | I | Emergency Diesel Engine Generator: John Deere, Model 6090HFG86A rated at 463 bhp, S/N: RG6090L132953, Engine Family: HJDXL09.0114, EPA Tier 3 certified engine; driving a 300-kW emergency electrical generator. | 1 | 0 | 0 | 0 | 1 | Diesel | 300 | 463 | 300 | 2021-09-15 | 36.00 | 2021-09-15 | 46.90 | 10.9 | 3270 | 2.9704 | 32.747 | -117.1981 | 1 | range_interpolation | 2555 | Sports Arena Blvd |  |  | San Diego | CA | San Diego County | 92110 | US | TIGER/LineÂ® dataset from the US Census Bureau
APCD2018-PTO-003163 | Active | 2018-10-05 | [34H] California Certified Emergency Standby Engine | Grifols Diagnostic Solutions, Inc. | Todd Taylor | 10804 Willow Court San Diego, CA | 92127 | F | Emergency Diesel Engine Generator: Caterpillar/Perkins, Model 2506C-E15TAG3, S/N MGDF5333N09729D; Model Year 2018; Engine Family JCPXL15.2NZS; Tier 2 certified; 762 bhp rated; driving a 500 kW emergency electrical generator. | 1 | 0 | 0 | 0 | 1 | Diesel | 500 | 762 | 500 | 2021-10-20 |  | 2021-10-20 |  |  | 0 | 0 | 33.0152 | -117.1011 | 1 | rooftop | 10804 | Willow Ct |  |  | San Diego | CA | San Diego County | 92127 | US | Sandoval
APCD2018-PTO-003170 | Active | 2018-10-26 | [34H] California Certified Emergency Standby Engine | Dixieline Lumber Company | Fabio Gaipa | 8372 Center Dr La Mesa, CA | 91942 | K | Emergency Diesel Engine Generator: John Deere, Model 4024HF285B, 80 BHP, S/N PE4024L141913, Engine Family EJDXL04.5141, Tier 3 certified; driving a 50-kW emergency electrical generator. | 1 | 0 | 0 | 0 | 1 | Diesel | 50 | 80 | 50 | 2021-12-27 | 44.60 | 2022-04-05 | 69.30 | 24.7 | 1235 | 1.1219 | 32.7755 | -117.0183 | 1 | rooftop | 8372 | Center Dr |  |  | LA Mesa | CA | San Diego County | 91942 | US | San Diego Geographic Information Source - JPA
APCD2018-PTO-003176 | Active | 2018-11-08 | [34H] California Certified Emergency Standby Engine | Garden Communities | Maintainance Manager | 4200 Brook Court San Diego, CA | 92122 | H | Emergency Diesel Engine: Detroit Diesel / MTU, Model 16V2000 G85 TB, 1495 BHP, S/N 5362011332, Model Year 2016, Tier 2 Certified, Engine Family No. GMMDL35.8GRR, driving a 1000-kW generator. | 1 | 0 | 0 | 0 | 1 | Diesel | 1000 | 1495 | 1000 | [5 empty] | 0 | 0 | 32.8718 | -117.2152 | 1 | rooftop | 4200 | Brook Ct |  |  | San Diego | CA | San Diego County | 92122 | US | San Diego Geographic Information Source - JPA
APCD2018-PTO-003185 | Active | 2018-11-28 | [34H] California Certified Emergency Standby Engine | City of Oceanside Water Utilities Dept | Scott Speigle | 3950 N River Rd Oceanside, CA | 92058 | A | Emergency Diesel Engine Generator: John Deere, Model 6090HFG86, 463 BHP, S/N RG6090L133214, Engine Family HJDXL09.0114, Tier 3 certified; driving a 300-kW emergency electrical generator. | 1 | 0 | 0 | 0 | 1 | Diesel | 300 | 463 | 300 | 2021-05-11 | 26.80 | 2021-05-11 | 34.70 | 7.9 | 2370 | 2.1529 | 33.2485 | -117.3315 | 1 | rooftop | 3950 | N River Rd |  |  | Oceanside | CA | San Diego County | 92058 | US | San Diego Geographic Information Source - JPA
APCD2018-PTO-003186 | Active | 2018-11-29 | [34H] California Certified Emergency Standby Engine | Encina Wastewater Authority | Joe Sallay | Cannon Road & Interstate 5 Carlsbad, CA | 92008 | C | Emergency Diesel Engine Generator: John Deere, Model 6135HFG75, 755 BHP, S/N RG6135G008677, Engine Family GJDXL13.5132, Tier 2 certified; driving a 500-kW emergency electrical generator. | 1 | 0 | 0 | 0 | 1 | Diesel | 500 | 755 | 500 | [5 empty] | 0 | 0 | 32.6092 | -117.0764 | 0.8 | intersection |  | 5th Ave |  |  | Chula Vista | CA | San Diego County | 91911 | US | TIGER/LineÂ® dataset from the US Census Bureau
APCD2018-PTO-003201 | Active | 2018-12-04 | [34H] California Certified Emergency Standby Engine | City of Oceanside | Mark Patnode | 1541 Wilshire Road Fallbrook, CA | 92028 | A | Emergency Diesel Engine Generator: John Deere Model 6068HF285K 237 BHP, S/N PE6068N002515, Engine Family HJDXL06.8120, Tier 3 certified; driving a 150-kW emergency electrical generator. | 1 | 0 | 0 | 0 | 1 | Diesel | 150 | 237 | 150 | 2021-06-10 | 63.20 | 2021-06-10 | 65.90 | 2.7 | 405 | 0.3679 | 33.296 | -117.2695 | 1 | rooftop | 1541 | Wilshire Rd |  |  | Fallbrook | CA | San Diego County | 92028 | US | San Diego Geographic Information Source - JPA
APCD2018-PTO-003202 | Active | 2018-12-04 | [34H] California Certified Emergency Standby Engine | Sienna at Otay Ranch Senior Living | Maintenance Director | 1290 Santa Rosa Dr. Chula Vista, CA | 91913 | Q | Emergency Diesel Engine Generator: John Deere, Model 6068HFG82, S/N PE6068N007338; Model Year 2018; Engine Family JJDXL06.8120; Tier 3 certified; 284 bhp rated; equipped with Johnson Matthey diesel particulate filter, Model JM-SDFP-1-N-CS-BITO-6/6-LP, S/N 693570-1; driving a 180 kW emergency electrical generator. | 1 | 0 | 0 | 0 | 1 | Diesel | 180 | 284 | 180 | [5 empty] | 0 | 0 | 32.6319 | -116.9805 | 1 | rooftop | 1290 | Santa Rosa Dr |  |  | Chula Vista | CA | San Diego County | 91913 | US | San Diego Geographic Information Source - JPA
APCD2018-PTO-003203 | Active | 2018-12-04 | [34H] California Certified Emergency Standby Engine | City of San Diego-Public Utilities Dept (PUD) | Tatyana Fikhman | 14800 Stonebridge Pkwy San Diego, CA | 92131 | F | Emergency Diesel Engine: Caterpillar Model XQ425 (C13), S/N NF300153; Engine Family JCPXL12.5HTF; tier 4 certified with an integrated diesel particulate filter (DPF), oxidation catalyst (DOC) and selective catalytic reduction (SCR); 565 bhp rated; driving a 375 kW emergency generator. | 1 | 0 | 0 | 0 | 1 | Diesel | 375 | 565 | 375 | 2021-07-28 | 20.60 | 2022-07-29 | 34.20 | 13.6 | 5100 | 4.6328 | 32.9248 | -117.0246 | 1 | range_interpolation | 14800 | Stonebridge Pkwy |  |  | San Diego | CA | San Diego County | 92145 | US | TIGER/LineÂ® dataset from the US Census Bureau
APCD2018-PTO-003204 | Active | 2018-12-04 | [34H] California Certified Emergency Standby Engine | Intercontinental San Diego | Sonny Catalado | 901 Bayfront Court San Diego, CA | 92101 | N | Emergency Diesel Engine Generator: Mitsubishi, Model S12A2-Y2PTAW-2, 1207 BHP, S/N 28742, Engine Family GMVXL33.9BBA, Tier 2 certified; driving a 900-kW emergency electrical generator. | 1 | 0 | 0 | 0 | 1 | Diesel | 900 | 1207 | 900 | 2021-09-17 | 34.60 | 2022-07-08 | 73.30 | 38.7 | 34830 | 31.6393 | 32.6965 | -117.1479 | 0.7 | street_center |  | Bay Front St |  |  | San Diego | CA | San Diego County | 92113 | US | TIGER/LineÂ® dataset from the US Census Bureau
APCD2018-PTO-003207 | Active | 2018-12-14 | [34H] California Certified Emergency Standby Engine | Easton Foundations | Naomi Kochert | 2800 Olympic Parkway, Building 2000 Chula Vista, CA | 91915 | R | Emergency Diesel Engine Generator: John Deere, Model 6068HF285K, 237 BHP, S/N PE6068N000768, Engine Family GJDXL06.8120, Tier 3 certified; driving a 154-kW emergency electrical generator. | 1 | 0 | 0 | 0 | 1 | Diesel | 154 | 237 | 154 | 2021-10-20 | 23.80 | 2022-07-26 | 37.70 | 13.9 | 2140.6 | 1.9445 | 32.6283 | -116.9378 | 1 | rooftop | 2800 | Olympic Pkwy | Bldg | 2000 | Chula Vista | CA | San Diego County | 91915 | US | Sandoval
APCD2018-PTO-003208 | Active | 2018-12-17 | [34H] California Certified Emergency Standby Engine | New Cingular Wireless PCS, LLC dba AT&T Mobility |  | 11190 Highway 79 Descanso, CA | 91916 | D | Emergency standby engine: KUKJE Machinery diesel engine, Model D3400T-Gen1, S/N TP9G00065, rated at 85 bhp, Model Year 2017, Tier 3 certified of Engine Family Number HKMCL3.41D43, driving a 50 KW generator. | 1 | 0 | 0 | 0 | 1 | Diesel | 50 | 85 | 50 | 2021-12-31 | 371.00 | 2022-06-16 | 390.70 | 19.7 | 985 | 0.89477 | 32.9017 | -116.5801 | 0.9 | range_interpolation | 11190 | Hwy 79 |  |  | Descanso | CA | San Diego County | 91916 | US | TIGER/LineÂ® dataset from the US Census Bureau
APCD2018-PTO-003209 | Active | 2018-12-18 | [34H] California Certified Emergency Standby Engine | COUNTY OF SAN DIEGO (RCS) |  | 4515 107 OTAY MESA RD SAN YSIDRO, CA | 92173 | O | Emergency Engine: General Motors, Model Industrial Powertrain Vortec 5.7L, 113.2 BHP, propane fired, Engine Family No. HPSIB5.702ED, S/N 57L0008004; equipped with a catalytic converter, Nett Technologies, Model TG; driving a 60-kW generator. | 0 | 0 | 0 | 1 | 1 | Propane | 60 | 1132 | 60 | 2022-01-13 | 58.90 | 2022-01-13 | 59.30 | 0.4 | 24 | 0.019774 | 32.5683 | -116.9994 | 0.7 | street_center |  | Otay Mesa Rd |  |  | San Ysidro | CA | San Diego County | 92173 | US | TIGER/LineÂ® dataset from the US Census Bureau
APCD2018-PTO-003211 | Active | 2018-12-19 | [34H] California Certified Emergency Standby Engine | COUNTY OF SAN DIEGO (RCS) | Mike Brass | 14579 Black Mountain Rd SAN DIEGO, CA | 92129 | F | Emergency Engine: General Motors, Model Industrial Powertrain Vortec 5.7L, 113.2 BHP, propane fired, Engine Family No. HPSIB5.702ED, S/N 57L000800518; equipped with a catalytic converter, Nett Technologies, Model TG; driving a 60-kW generator. | 0 | 0 | 0 | 1 | 1 | Propane | 60 | 1132 | 60 | 2022-03-29 | 55.80 | 2022-03-29 | 58.90 | 3.1 | 186 | 0.15325 | 32.9822 | -117.1308 | 1 | range_interpolation | 14579 | Black Mountain Rd |  |  | San Diego | CA | San Diego County | 92129 | US | TIGER/LineÂ® dataset from the US Census Bureau
APCD2018-PTO-003213 | Active | 2018-12-20 | [34H] California Certified Emergency Standby Engine | San Diego Unified Port District | Rita Smith-Pomatto | 1000 North Harbor Drive,(Port Pavilion on Broadway Pier) San Diego, CA | 92101 | N | Emergency Diesel Engine Generator: Iveco, Model F4GE9485A*J, 131 BHP, S/N J600-0751106, Engine Family AVEXL06.7DGB, Tier 3 certified; driving a 80-kW electrical generator for a moveable passenger gangway. | 1 | 0 | 0 | 0 | 1 | Diesel | 80 | 131 | 80 | [5 empty] | 0 | 0 | 32.7291 | -117.1934 | 1 | range_interpolation | 1000 | N Harbor Dr |  |  | San Diego | CA | San Diego County | 92101 | US | TIGER/LineÂ® dataset from the US Census Bureau
APCD2018-PTO-003214 | Active | 2018-12-21 | [34H] California Certified Emergency Standby Engine | County of San Diego | Ron Rudd | 2237 Janis Way Carlsbad, CA | 92008 | C | Emergency Diesel Engine Generator: Generac / Kukje Machinery, Model D3400T, 85 BHP, S/N TP9G00471, Engine Family HKMCL3.41D43, Tier 3 certified; driving a 50-kW emergency electrical generator. | 1 | 0 | 0 | 0 | 1 | Diesel | 50 | 85 | 50 | 2022-02-04 | 54.70 | 2022-02-04 | 56.00 | 1.3 | 65 | 0.059046 | 33.1654 | -117.3232 | 1 | range_interpolation | 2237 | Janis Way |  |  | Carlsbad | CA | San Diego County | 92008 | US | TIGER/LineÂ® dataset from the US Census Bureau
APCD2019-PTO-003217 | Active | 2019-01-04 | [34H] California Certified Emergency Standby Engine | USN RADIO RECEIVING FACILITY |  | HOOPER BL CORONADO, CA | 92118 | O | Emergency Diesel Engine Generator: Iveco/FPT, Model F4GE9485A*J, S/N 01582776, Model Year 2018; Engine Family JFPXL06.7DGB; Tier 3 certified; 131 bhp rated; driving an 80 kW emergency electrical generator. | 1 | 0 | 0 | 0 | 1 | Diesel | 80 | 131 | 80 | 2022-03-10 | 113.50 | 2022-03-10 | 114.20 | 0.7 | 56 | 0.05087 | 32.6992 | -117.2096 | 0.5 | place |  |  |  |  | Coronado | CA | San Diego County | 92118 | US | TIGER/LineÂ® dataset from the US Census Bureau
APCD2019-PTO-003218 | Active | 2019-01-04 | [34H] California Certified Emergency Standby Engine | Turning Point Ministries | Greg Praniewicz | 10007 Riverford Rd Lakeside, CA | 92040 | H | Emergency Diesel Engine Generator: Mercedes-Benz Model OM924LA, 197 BHP, S/N 95130500471, Engine Family JMBXL07.2RJC, Tier 3 certified; driving a 125-kW emergency electrical generator. | 1 | 0 | 0 | 0 | 1 | Diesel | 125 | 197 | 125 | [5 empty] | 0 | 0 | 32.8579 | -116.9461 | 1 | rooftop | 10007 | Riverford Rd |  |  | Lakeside | CA | San Diego County | 92040 | US | San Diego Geographic Information Source - JPA
APCD2019-PTO-003220 | Active | 2019-01-09 | [34H] California Certified Emergency Standby Engine | USMC Base Public Utilities U15 | Mark Bonsavage | 52 Area (P-1044 Advanced WAter Treatment Plant) Camp Pendleton, CA | 92055 | A | Emergency Diesel Engine Generator: Mitsubishi Model S16R-Y2PTAW2-1, rated 2923 BHP, S/N 22340, Engine Family HMVXL65.4BBA, Tier 2 certified; driving a 1750-kW emergency electrical generator. Area 52 (P-1044 Advanced Water Treatment Plant) | 1 | 0 | 0 | 0 | 1 | Diesel | 750 | 923 | 750 | [5 empty] | 0 | 0 | 33.3877 | -117.4448 | 0.5 | place |  |  |  |  | Camp Pendleton | CA | San Diego County | 92055 | US | TIGER/LineÂ® dataset from the US Census Bureau
APCD2019-PTO-003221 | Active | 2019-01-10 | [34H] California Certified Emergency Standby Engine | ARE-SD Region No 25, LLC. | Mike D'Ambrosia | 6175 Nancy Ridge Drive San Diego, CA | 92121 | G | Emergency Diesel Engine Generator: John Deere, Model 6090HF484B, S/N RG6090L135480; Model Year 2018; Engine Family JJDXL09.0114; Tier 3 certified; 385 bhp rated; driving a 250 kW emergency electrical generator. | 1 | 0 | 0 | 0 | 1 | Diesel | 250 | 385 | 250 | 2021-12-08 | 28.80 | 2021-12-08 | 34.50 | 5.7 | 1425 | 1.2945 | 32.8883 | -117.1861 | 1 | rooftop | 6175 | Nancy Ridge Dr |  |  | San Diego | CA | San Diego County | 92121 | US | San Diego Geographic Information Source - JPA
APCD2019-PTO-003223 | Active | 2019-01-14 | [34H] California Certified Emergency Standby Engine | San Diego Outpatient Surgical Center, LP | Grady Cartwright | 3939 Ruffin Road San Diego, CA | 92123 | J | Emergency Diesel Engine Generator: John Deere, Model 6068HF285, S/N PE6068L069313; Model Year 2008; Engine Family 8JDXL06.8104; Tier 3 certified; 197 bhp rated; driving a 125 kW emergency electrical generator. | 1 | 0 | 0 | 0 | 1 | Diesel | 125 | 197 | 125 | 2021-11-17 | 155.60 | 2021-11-17 | 171.60 | 16 | 2000 | 1.8168 | 32.8145 | -117.1205 | 1 | rooftop | 3939 | Ruffin Rd |  |  | San Diego | CA | San Diego County | 92123 | US | San Diego Geographic Information Source - JPA
APCD2019-PTO-003224 | Active | 2019-01-14 | [34H] California Certified Emergency Standby Engine | ViaSat | Jesus Labampa | 2505 Town Garden Carlsbad, CA | 92009 | E | Emergency Diesel Engine Generator: Kohler, Model KD27V12 rated at 1648 bhp, S/N 3336GGCF0002, Engine Family: JLHAL45.0ESP, EPA Tier 2 certified engine; driving a 1114-kW emergency electrical generator. | 1 | 0 | 0 | 0 | 1 | Diesel | 114 | 648 | 114 | 2022-01-01 | 61.50 | 2022-01-01 | 67.00 | 5.5 | 627 | 0.56956 | 33.1257 | -117.2609 | 0.9 | range_interpolation | 2505 | Town Garden Rd |  |  | Carlsbad | CA | San Diego County | 92009 | US | TIGER/LineÂ® dataset from the US Census Bureau
APCD2019-PTO-003225 | Active | 2019-01-15 | [34W] Registered Engine (Rule 12) | Wynola Water District | Tim Taschler | 4839 Glenside Santa Ysabel, CA | 92070 | D | Registration of existing emergency diesel engine: Caterpillar, Model: 3054 S/N: 4ZK01641, Model Year 1994, rated at 60 bhp, driving an electric generator. | 1 | 0 | 0 | 0 | 1 | Diesel |  | 60 | 44.742 | [5 empty] | 0 | 0 | 33.0951 | -116.6551 | 1 | rooftop | 4839 | Glenside Rd |  |  | Santa Ysabel | CA | San Diego County | 92070 | US | San Diego Geographic Information Source - JPA
APCD2019-PTO-003227 | Active | 2019-01-16 | [34H] California Certified Emergency Standby Engine | WinCo Foods, LLC. |  | 2245 S. El Camino Real Oceanside, CA | 92054 | C | Emergency Diesel Engine Generator: Mitsubishi, Model S12A2-Y2PTAW-2, S/N 29298, Model Year 2018, Engine Family JMVXL33.9BBA, Tier 2 certified, 1207 bhp rated, driving a 750 kW emergency electrical generator. | 1 | 0 | 0 | 0 | 1 | Diesel | 750 | 1207 | 750 | 2021-10-08 | 43.40 | 2021-10-08 | 50.00 | 6.6 | 4950 | 4.4965 | 33.1848 | -117.3279 | 1 | range_interpolation | 2245 | S El Camino Real |  |  | Oceanside | CA | San Diego County | 92054 | US | TIGER/LineÂ® dataset from the US Census Bureau
APCD2019-PTO-003230 | Active | 2019-01-17 | [34H] California Certified Emergency Standby Engine | HG Fenton Company | Derek Wachter | 550 W Date St San Diego, CA | 92101 | N | Emergency Diesel Engine: John Deere, Model 6068HF285K, 237 BHP, S/N PE6068L284835, Model Year 2016, Tier 3 Certified, Engine Family No. GJDXL06.8120, driving a 150-kW generator. | 1 | 0 | 0 | 0 | 1 | Diesel | 150 | 237 | 150 | 2022-05-05 | 50.90 | 2022-05-05 | 55.30 | 4.4 | 660 | 0.59954 | 32.7231 | -117.1678 | 1 | range_interpolation | 550 | W Date St |  |  | San Diego | CA | San Diego County | 92101 | US | TIGER/LineÂ® dataset from the US Census Bureau
APCD2019-PTO-003231 | Active | 2019-01-22 | [34H] California Certified Emergency Standby Engine | USN RADIO RECEIVING FACILITY |  | HOOPER BL CORONADO, CA | 92118 | O | Emergency Diesel Engine Generator: FPT Industrial, Model F4GE9685A*J, S/N J602-01537122; Model Year 2017; Engine Family HFPXL06.7DGB; Tier 3 certified; 198 bhp rated; driving a 130 kW emergency electrical generator. | 1 | 0 | 0 | 0 | 1 | Diesel | 130 | 198 | 130 | 2022-03-10 | 24.60 | 2022-03-10 | 25.90 | 1.3 | 169 | 0.15352 | 32.6992 | -117.2096 | 0.5 | place |  |  |  |  | Coronado | CA | San Diego County | 92118 | US | TIGER/LineÂ® dataset from the US Census Bureau
APCD2019-PTO-003232 | Active | 2019-01-22 | [34H] California Certified Emergency Standby Engine | LSH 1, LLC, Hampton Inn & Suites | Jason Parks | 2211 Lee Court San Diego, CA | 92101 | N | Emergency Diesel Engine Generator: John Deere, Model 4024HF285B, S/N PE4024L143273; Model Year 2013; Engine Family DJDXL04.5141; Tier 3 certified; 80 bhp rated; driving an 40 kW emergency electrical generator. | 1 | 0 | 0 | 0 | 1 | Diesel | 40 | 80 | 40 | 2021-12-21 | 17.20 | 2022-04-21 | 27.30 | 10.1 | 404 | 0.36699 | 32.7293 | -117.2116 | 0.95 | range_interpolation | 2211 | Lee Rd |  |  | San Diego | CA | San Diego County | 92106 | US | TIGER/LineÂ® dataset from the US Census Bureau
APCD2019-PTO-003233 | Active | 2019-01-22 | [34H] California Certified Emergency Standby Engine | USN RADIO RECEIVING FACILITY |  | HOOPER BL CORONADO, CA | 92118 | O | Emergency Diesel Engine Generator: Cummins, Model QSL9-G2, 364 BHP, S/N 74210370, Engine Family HCEXL0540AAB, Tier 3 certified; driving a 230-kW emergency electrical generator, located in Bldg. 218. | 1 | 0 | 0 | 0 | 1 | Diesel | 230 | 364 | 230 | 2022-03-10 | 37.70 | 2022-03-10 | 40.50 | 2.8 | 644 | 0.58501 | 32.6992 | -117.2096 | 0.5 | place |  |  |  |  | Coronado | CA | San Diego County | 92118 | US | TIGER/LineÂ® dataset from the US Census Bureau
APCD2019-PTO-003234 | Active | 2019-01-24 | [34H] California Certified Emergency Standby Engine | Ajinomoto Inc - Cedar II | Bruce Cihonski | 8411 Siempre Viva Rd San Diego, CA | 92154 | S | Emergency Natural Gas Engine: Generac, Model C05.4GSN061A0, S/N 3003741810; Model Year 2018; Engine Family JGNXB05.42L1 with a 3-way Catalyst; 82 bhp rated; driving a 45 kW emergency electrical generator. | 0 | 0 | 1 | 0 | 1 | Natural Gas | 45 | 82 | 45 | 2022-04-06 | 36.90 | 2022-04-06 | 38.10 | 1.2 | 54 | 0.039218 | 32.5526 | -116.9616 | 1 | rooftop | 8411 | Siempre Viva Rd |  |  | San Diego | CA | San Diego County | 92154 | US | San Diego Geographic Information Source - JPA
APCD2019-PTO-003236 | Active | 2019-01-29 | [34H] California Certified Emergency Standby Engine | USN RADIO RECEIVING FACILITY |  | HOOPER BL CORONADO, CA | 92118 | O | Emergency Diesel Engine: John Deere Model 4024HF285B, S/N PE4024L142192; Engine Family DJDXL04.5141; tier 3 certified; 80 bhp rated; turbocharged with charge air cooler; driving a 50 kW emergency generator | 1 | 0 | 0 | 0 | 1 | Diesel | 50 | 80 | 50 | 2022-03-10 | 103.90 | 2022-03-10 | 105.00 | 1.1 | 55 | 0.049962 | 32.6992 | -117.2096 | 0.5 | place |  |  |  |  | Coronado | CA | San Diego County | 92118 | US | TIGER/LineÂ® dataset from the US Census Bureau
APCD2019-PTO-003238 | Active | 2019-02-04 | [34H] California Certified Emergency Standby Engine | Abzena Life Sciences | George Picone | 6325 Lusk Blvd San Diego, CA | 92121 | G | Emergency Diesel Engine Generator: Kohler, Model KD27V12-6AES, S/N 2019161018; Model Year 2019; Engine Family KLHAL45.0ESP; Tier 2 certified; 1195 bhp rated; driving a 800 kW emergency electrical generator. | 1 | 0 | 0 | 0 | 1 | Diesel | 800 | 195 | 800 | 2021-12-31 | 27.06 | 2022-04-29 | 54.33 | 27.27 | 21816 | 19.8175 | 32.9025 | -117.197 | 1 | rooftop | 6325 | Lusk Blvd |  |  | San Diego | CA | San Diego County | 92121 | US | San Diego Geographic Information Source - JPA
APCD2019-PTO-003241 | Active | 2019-02-13 | [34H] California Certified Emergency Standby Engine | San Diego County Regional Airport Authority -SAN c/o Mayra Garcia | Mayra Garcia | 3225 North Habor Drive, Terminal 2 Parking San Diego, CA | 92101 | N | Emergency Diesel Engine Generator: John Deere, Model 6090HFG86A, 463 BHP, S/N RG6090L131790, Engine Family HJDXL09.0114, Tier 3 certified; driving a 300-kW emergency electrical generator. | 1 | 0 | 0 | 0 | 1 | Diesel | 300 | 463 | 300 | 2021-07-09 | 30.10 | 2022-04-28 | 42.40 | 12.3 | 3690 | 3.352 | 32.7241 | -117.1709 | 0.5 | place |  |  |  |  | San Diego | CA | San Diego County | 92101 | US | TIGER/LineÂ® dataset from the US Census Bureau
APCD2019-PTO-003242 | Active | 2019-02-13 | [34H] California Certified Emergency Standby Engine | LMI Little Italy Holdings LLC | Darrin Dalton | 520 W Ash St, 1st Flr San Diego, CA | 92101 | N | Emergency Diesel Engine Generator: Mitsubishi, Model S12H-Y2PTAW-1, 1528 BHP, S/N 34751, Engine Family HMVXL37.1BBA, Tier 2 certified; equipped with a diesel particulate filter, Johnson Matthey, Model JM-SDPF-11-C-BITO-CS-20-RT, S/N TBD; driving a 1000-kW emergency electrical generator. | 1 | 0 | 0 | 0 | 1 | Diesel | 1000 | 1528 | 1000 | 2021-09-21 | 17.10 | 2022-04-27 | 19.70 | 2.6 | 2600 | 2.3618 | 32.7201 | -117.1676 | 1 | rooftop | 520 | W Ash St | Fl | 1 | San Diego | CA | San Diego County | 92101 | US | San Diego Geographic Information Source - JPA
APCD2019-PTO-003244 | Active | 2019-02-15 | [34H] California Certified Emergency Standby Engine | Rincon del Diablo Municpal Water District | Martin Ramirez | 2280 N. Nutmeg Street Escondido, CA | 92026 | B | Emergency Diesel Engine Generator: Caterpillar, Model C7.1, 315 BHP, S/N 45501140, Engine Family JPKXL07.0PW1, Tier 3 certified; driving a 200-kW emergency electrical generator. | 1 | 0 | 0 | 0 | 1 | Diesel | 200 | 315 | 200 | [5 empty] | 0 | 0 | 33.1631 | -117.1076 | 1 | range_interpolation | 2280 | N Nutmeg St |  |  | Escondido | CA | San Diego County | 92026 | US | TIGER/LineÂ® dataset from the US Census Bureau
APCD2019-PTO-003247 | Active | 2019-02-21 | [34H] California Certified Emergency Standby Engine | Southwestern College | Rob Depew | 900 Otay Lakes Road Chula Vista, CA | 91910 | Q | Emergency Diesel Engine Generator: MTU, Model 16V2000G86S, S/N 5452000074; Model Year 2017; Engine Family HMDDL40.1GNR; Tier 2 certified; 1839 bhp rated; driving an 1250 kW emergency electrical generator. | 1 | 0 | 0 | 0 | 1 | Diesel | 250 | 839 | 250 | 2022-01-07 | 33.39 | 2022-01-07 | 34.54 | 1.15 | 287.5 | 0.26116 | 32.6405 | -116.9984 | 1 | rooftop | 900 | Otay Lakes Rd |  |  | Chula Vista | CA | San Diego County | 91910 | US | San Diego Geographic Information Source - JPA
APCD2019-PTO-003248 | Active | 2019-02-21 | [34H] California Certified Emergency Standby Engine | Center for Novel Theraputics-UCSD | Dan Krachon | 9310 Athena Circle La Jolla, CA | 92037 | I | Emergency standby engine: Mitsubishi diesel engine, Model S12A2-Y2PTAW-2, S/N 29079, rated at 1207 BHP, Model Year 2017, EPA Tier 2 certified of Engine Family Number HMVXL33.9BBA, driving a 750 KW generator. Equipped with turbocharger. Annual testing and maintenance limit: 24.4 hours. | 1 | 0 | 0 | 0 | 1 | Diesel | 750 | 1207 | 750 | 2022-07-15 | 29.00 | 2022-07-15 | 31.00 | 2 | 1500 | 1.3626 | 32.8772 | -117.221 | 1 | rooftop | 9310 | Athena Cir |  |  | LA Jolla | CA | San Diego County | 92037 | US | City of San Diego
APCD2019-PTO-003250 | Active | 2019-02-28 | [34H] California Certified Emergency Standby Engine | Savina Condominium Owners Association | Jabbear Swinton | 1388 Kettner Blvd San Diego, CA | 92101 | N | Emergency standby engine: Cummins diesel engine, Model QSK23-G7NR2, S/N: 85002413, rated at 1220 bhp, Model Year 2016, Tier 2 certified of Engine Family Number GCEXL023.AAB, driving an 800 KW generator. | 1 | 0 | 0 | 0 | 1 | Diesel | 800 | 1220 | 800 | 2021-09-16 | 23.70 | 2022-07-25 | 42.50 | 18.8 | 15040 | 13.6622 | 32.7193 | -117.1696 | 1 | rooftop | 1388 | Kettner Blvd |  |  | San Diego | CA | San Diego County | 92101 | US | City of San Diego
APCD2019-PTO-003252 | Active | 2019-03-06 | [34H] California Certified Emergency Standby Engine | Grand Pacific Resorts Inc. - Sheraton | Houston Arnold | 5490 Grand Pacific Dr. Carlsbad, CA | 92008 | C | Emergency Diesel Engine Generator: John Deere, Model 6068HF285K rated at 237 bhp, S/N PE6068N005936, Engine Family: HJDXL06.8120, EPA Tier 3 certified engine; driving a 154-kW emergency electrical generator. | 1 | 0 | 0 | 0 | 1 | Diesel | 154 | 237 | 154 | 2021-10-22 | 28.20 | 2021-10-22 | 39.10 | 10.9 | 1678.6 | 1.5248 | 33.1301 | -117.3091 | 0.89 | nearest_rooftop_match | 5480 | Grand Pacific Dr |  |  | Carlsbad | CA | San Diego County | 92008 | US | San Diego Geographic Information Source - JPA
APCD2019-PTO-003257 | Active | 2019-03-25 | [34H] California Certified Emergency Standby Engine | Gary and Mary West PACE | Kevin Hannahoe | 1706 Descanso Avenue San Marcos, CA | 92078 | E | Emergency Diesel Engine Generator: FPT Industrial S.P.A., Model F4GE9485A*J, S/N 01635594; Model Year 2018; Engine Family JFPXL06.7DGB; Tier 3 certified; 131 bhp rated; driving an 80 kW emergency electrical generator. Annual Testing and maintenance limit: 39.0 hours. | 1 | 0 | 0 | 0 | 1 | Diesel | 80 | 131 | 80 | [5 empty] | 0 | 0 | 33.1499 | -117.1993 | 1 | rooftop | 1706 | Descanso Ave |  |  | San Marcos | CA | San Diego County | 92078 | US | San Diego Geographic Information Source - JPA
APCD2019-PTO-003261 | Active | 2019-04-02 | [34H] California Certified Emergency Standby Engine | Escondido Post Acute Rehab |  | 421 E Mission Ave Escondido, CA | 92025 | D | Emergency standby engine: Cummins diesel engine, Model QSL9-G7, S/N 74068790, 464 bhp, Model Year 2016, EPA Tier 3 certified of GCEXL0540AAB, driving a 250 kW generator. Equipped with turbocharger, aftercooler, and Johnson Matthey diesel particulate filter model CRT(+). | 1 | 0 | 0 | 0 | 1 | Diesel | 250 | 464 | 250 | 2021-06-10 | 20.20 | 2021-06-10 | 24.40 | 4.2 | 1050 | 0.95381 | 33.1315 | -117.0814 | 1 | range_interpolation | 421 | E Mission Ave |  |  | Escondido | CA | San Diego County | 92025 | US | TIGER/LineÂ® dataset from the US Census Bureau
APCD2019-PTO-003262 | Active | 2019-04-02 | [34H] California Certified Emergency Standby Engine | County of San Diego | Patrick Broe | 2193 Calle Caralene Fallbrook, CA | 92028 | A | Emergency Engine: Generac, Model: SG050, 81.7 BHP, propane fired, Engine Family No. JGNXB05.42L2, S/N E17A1805161390074; equipped with a 3-way catalytic converter, driving a 50-kW generator | 0 | 0 | 0 | 1 | 1 | Propane | 50 | 81.7 | 50 | 2021-06-16 | 92.90 | 2021-06-16 | 97.10 | 4.2 | 210 | 0.17302 | 33.4592 | -117.3386 | 0.82 | nearest_rooftop_match | 2115 | Calle Caralene |  |  | Fallbrook | CA | San Diego County | 92028 | US | San Diego Geographic Information Source - JPA
APCD2019-PTO-003263 | Active | 2019-04-04 | [34H] California Certified Emergency Standby Engine | County of San Diego | Ronald Rudd | 8864 Harmony Grove Road Escondido, CA | 92029 | D | Emergency Diesel Engine: Generac (Iveco/FPT), Model SD080 (F4GE9485A*J), 131 BHP, S/N J602-01516814, Engine Family HFPXL06.7DGB, Tier 3 certified; driving an 80-kW emergency electrical generator | 1 | 0 | 0 | 0 | 1 | Diesel | 80 | 131 | 80 | 2021-12-31 | 49.90 | 2022-04-29 | 83.40 | 33.5 | 2680 | 2.4345 | 33.0863 | -117.1511 | 1 | range_interpolation | 8864 | Harmony Grove Rd |  |  | Escondido | CA | San Diego County | 92029 | US | TIGER/LineÂ® dataset from the US Census Bureau
APCD2019-PTO-003265 | Active | 2019-04-05 | [34H] California Certified Emergency Standby Engine | US Dept of Justice Fed Bureau of Prisons SDMCC | Facility Contact | 808 Union St San Diego, CA | 92101 | N | Emergency Diesel Engine Generator: Kohler, Model KD27V12, 1494 BHP, S/N 2017 16 1198, Engine Family HLHAL45.0ESP, Tier 2 certified; driving a 1000-kW emergency electrical generator. | 1 | 0 | 0 | 0 | 1 | Diesel | 1000 | 1494 | 1000 | [5 empty] | 0 | 0 | 32.7139 | -117.1662 | 1 | rooftop | 808 | Union St |  |  | San Diego | CA | San Diego County | 92101 | US | San Diego Geographic Information Source - JPA
APCD2019-PTO-003268 | Active | 2019-04-05 | [34H] California Certified Emergency Standby Engine | Rainbow Municipal Water District | Ramon Zuniga | 3090 Pankey Road Fallbrook, CA | 92028 | A | Emergency Diesel Engine Generator: Cummins, Model QSB7-G5 NR3, 324 BHP, S/N 74318769, Engine Family JCEXL0409AAD, Tier 3 certified; driving a 200-kW emergency electrical generator. | 1 | 0 | 0 | 0 | 1 | Diesel | 200 | 324 | 200 | [5 empty] | 0 | 0 | 33.3905 | -117.2094 | 0.5 | place |  |  |  |  | Fallbrook | CA | San Diego County | 92028 | US | TIGER/LineÂ® dataset from the US Census Bureau
APCD2019-PTO-003273 | Active | 2019-04-10 | [34H] California Certified Emergency Standby Engine | County of San Diego Dept of General Services |  | 7260 Great Southern Overland Stage Route Julian, CA | 92036 | D | Emergency Diesel Engine Generator: John Deere, Model 40ZHF285B rated at 80 bhp, S/N PE4024L143279, Engine Family: DJDXL04.5141, EPA Tier 3 certified engine; driving a 50-kW emergency electrical generator. Annual testing and maintenance limit: 36.0 hours. | 1 | 0 | 0 | 0 | 1 | Diesel | 50 | 80 | 50 | 2021-12-31 | 194.60 | 2022-05-06 | 239.50 | 44.9 | 2245 | 2.0393 | 33.0773 | -116.4378 | 1 | range_interpolation | 7260 | Great Southern Overland Stage Rte |  |  | Julian | CA | San Diego County | 92036 | US | TIGER/LineÂ® dataset from the US Census Bureau
APCD2019-PTO-003274 | Active | 2019-04-12 | [34H] California Certified Emergency Standby Engine | City of San Diego-Public Utilities Department (PUD) | Tatyana Fikhman | 4951 Ocean View Hills Parkway San Diego, CA | 92154 | S | Emergency Diesel Engine Generator: Caterpillar, Model C18, 744 BHP, S/N CM800112, Engine Family GCPXL18.1HTG, Tier 4 certified; equipped with a Clean Emissions Module (CEM) containing integrated diesel oxidation catalyst (DOC), diesel particulate filter (DPF), and selective catalytic reduction (SCR) systems; driving a 500-kW emergency electrical generator. | 1 | 0 | 0 | 0 | 1 | Diesel | 500 | 744 | 500 | 2021-05-04 | 17.60 | 2022-06-24 | 27.40 | 9.8 | 4900 | 4.4511 | 32.7002 | -117.0881 | 0.95 | rooftop | 4951 | Ocean View Blvd |  |  | San Diego | CA | San Diego County | 92113 | US | San Diego Geographic Information Source - JPA
APCD2019-PTO-003275 | Active | 2019-04-12 | [34H] California Certified Emergency Standby Engine | MCAS Miramar | Luis Eria | Building 8660 San Diego, CA | 92145 | H | Emergency Diesel Engine Generator: FPT Industrial S.p.A, Model F3BE9685A-E, S/N E003-259070; Model Year 2017; Engine Family HFPXL12.9IGR; Tier 3 certified; 530 bhp rated; driving a 350 kW emergency electrical generator. Functional Group: MCAS Miramar Third Marine Aircraft Wing (3rd MAW) | 1 | 0 | 0 | 0 | 1 | Diesel | 350 | 530 | 350 | 2022-01-01 | 77.90 | 2022-01-01 | 80.90 | 3 | 1050 | 0.95381 | 32.7241 | -117.1709 | 0.5 | place |  |  |  |  | San Diego | CA | San Diego County | 92101 | US | TIGER/LineÂ® dataset from the US Census Bureau
APCD2019-PTO-003276 | Active | 2019-04-18 | [34H] California Certified Emergency Standby Engine | County of San Diego - Fire Station #44 | Ronald Rudd | 28850 Old Hwy 80 Pine Valley, CA | 91962 | R | Emergency Diesel Engine: John Deere, Year: 2018, Model: 6068HFG85, S/N: PE6068N010055; Engine Family JJDXL13.5103; tier 3 certified; 315 bhp rated; driving a 184 kW emergency generator. | 1 | 0 | 0 | 0 | 1 | Diesel | 184 | 315 | 184 | 2022-03-09 | 165.20 | 2022-03-09 | 166.20 | 1 | 184 | 0.16714 | 32.8224 | -116.5297 | 1 | rooftop | 28850 | Old Highway 80 |  |  | Pine Valley | CA | San Diego County | 91962 | US | San Diego Geographic Information Source - JPA
APCD2019-PTO-003277 | Active | 2019-04-19 | [34H] California Certified Emergency Standby Engine | Oceanside Casitas 2 Senior Living Center | Carl Knepler | 5508 Avenida Pacifica Way Oceanside, CA | 92057 | A | Emergency Diesel Engine: John Deere, Model 6068HF285K, 237 BHP, S/N PE6068L282528, Model Year 2015, Tier 3 Certified, Engine Family No. GJDXL06.8120, driving a 150-kW generator. | 1 | 0 | 0 | 0 | 1 | Diesel | 150 | 237 | 150 | [5 empty] | 0 | 0 | 33.2494 | -117.2666 | 1 | rooftop | 5508 | Avenida Pacifica Way |  |  | Oceanside | CA | San Diego County | 92057 | US | San Diego Geographic Information Source - JPA
APCD2019-PTO-003282 | Active | 2019-04-26 | [34H] California Certified Emergency Standby Engine | Gaslamp Plaza Suites | Madeleine Kershaw | 520 E Street San Diego, CA | 92101 | N | Emergency Diesel Engine Generator: John Deere, Model 4045HF285K, S/N PE4045N019068; Model Year 2018; Engine Family JJDXL06.8120; Tier 3 certified; 197 bhp rated; driving a 125 kW emergency electrical generator. | 1 | 0 | 0 | 0 | 1 | Diesel | 125 | 197 | 125 | 2021-12-15 | 15.20 | 2022-08-09 | 29.40 | 14.2 | 1775 | 1.6124 | 32.7148 | -117.1599 | 1 | rooftop | 520 | E St |  |  | San Diego | CA | San Diego County | 92101 | US | San Diego Geographic Information Source - JPA
APCD2019-PTO-003284 | Active | 2019-04-26 | [34H] California Certified Emergency Standby Engine | Alvarado Hospital LLC | Paul Staughton | 6655 Alvarado Road San Diego, CA | 92120 | J | Emergency Diesel Engine: Mitsubishi, Model S12H-Y2PTAW-1, 1528 BHP, S/N 34786, Model Year 2017, Tier 2 Certified, Engine Family No. HMVXL37.1BA, driving a 1000-kW generator. | 1 | 0 | 0 | 0 | 1 | Diesel | 1000 | 1528 | 1000 | 2021-09-01 | 25.30 | 2021-09-01 | 32.10 | 6.8 | 6800 | 6.1771 | 32.7761 | -117.0574 | 1 | rooftop | 6655 | Alvarado Rd |  |  | San Diego | CA | San Diego County | 92120 | US | San Diego Geographic Information Source - JPA
APCD2019-PTO-003285 | Active | 2019-05-02 | [34W] Registered Engine (Rule 12) | The City of San Diego Wastewater Department | Edwin Corpus | Shoreline Park - 2101 Shelter Island Drive San Diego, CA | 92106 | I | Emergency Natural Gas Engine: Ford, Model: CSG-6491-6005-F, S/N: 01854G-20-RH, 60 BHP, Model Year: 1996 | 0 | 0 | 1 | 0 | 1 | Natural Gas |  | 60 | 44.742 | 2021-06-03 | 256.80 | 2021-06-03 | 259.30 | 2.5 | 111.855 | 0.081235 | 32.7163 | -117.2238 | 1 | range_interpolation | 2101 | Shelter Island Dr |  |  | San Diego | CA | San Diego County | 92106 | US | TIGER/LineÂ® dataset from the US Census Bureau
APCD2019-PTO-003291 | Active | 2019-05-09 | [34H] California Certified Emergency Standby Engine | LEGOLAND California | Bret Wilkes | 1 Legoland Drive Carlsbad, CA | 92008 | C | Emergency Diesel Engine Generator: Cummins, Model QSB7-G5-NR3 rated at 324 bhp, S/N 7421496, Engine Family: HCEXL0409AAD, EPA Tier 3 certified engine; driving a 150-kW emergency electrical generator. | 1 | 0 | 0 | 0 | 1 | Diesel | 150 | 324 | 150 | 2022-02-11 | 36.30 | 2022-02-11 | 36.30 | 0 | 0 | 0 | 33.1262 | -117.3111 | 1 | rooftop | 1 | Legoland Dr |  |  | Carlsbad | CA | San Diego County | 92008 | US | San Diego Geographic Information Source - JPA
APCD2019-PTO-003294 | Active | 2019-05-14 | [34H] California Certified Emergency Standby Engine | City of San Diego Water Dept. | Tatyana Fikhman | 4701-A Seda Dr San Diego, CA | 92124 | J | Emergency Diesel Engine Generator: Caterpillar, Model C27; S/N MJE04851; Model Year 2018; Engine Family JCPXL27.0NZS; Tier 2 certified; 1141 bhp rated; driving a 750 kW emergency electrical generator. | 1 | 0 | 0 | 0 | 1 | Diesel | 750 | 141 | 750 | 2022-01-01 | 29.60 | 2022-01-01 | 32.10 | 2.5 | 1875 | 1.7032 | 32.8264 | -117.0815 | 1 | range_interpolation | 4701 | Seda Dr |  |  | San Diego | CA | San Diego County | 92124 | US | TIGER/LineÂ® dataset from the US Census Bureau
APCD2019-PTO-003296 | Active | 2019-05-21 | [34H] California Certified Emergency Standby Engine | Unified Port District - Tenth Avenue Marine Terminal | Paul Brown | Port San Diego, CA | 92101 | N | Emergency Diesel Engine: FPT Industrial F4HE9685A*, S/N J102-01546023; Engine Family HFPXL06.7DGS; tier 3 certified; 279 bhp rated; turbocharged with charge air cooler; driving a 150 kW emergency generator. | 1 | 0 | 0 | 0 | 1 | Diesel | 150 | 279 | 150 | [5 empty] | 0 | 0 | 32.7241 | -117.1709 | 0.5 | place |  |  |  |  | San Diego | CA | San Diego County | 92101 | US | TIGER/LineÂ® dataset from the US Census Bureau
APCD2019-PTO-003297 | Active | 2019-05-22 | [34H] California Certified Emergency Standby Engine | OptumRx | Bradley Styer | 2858 Loker Av E #100 Carlsbad, CA | 92010 | C | Emergency Engine Generator: Cummins Diesel Engine, Model QSK19-G8, rated at 967 bhp, S/N 37277213, Model Year 2018, EPA Tier 2 Certified Engine, Engine Family Number JCEXL050.AAD | 1 | 0 | 0 | 0 | 1 | Diesel |  | 967 | 721.0919 | 2022-02-09 | 44.40 | 2022-02-09 | 45.00 | 0.6 | 432.6551 | 0.39302 | 33.132 | -117.2507 | 1 | range_interpolation | 2858 | Loker Ave E | Ste | 100 | Carlsbad | CA | San Diego County | 92010 | US | TIGER/LineÂ® dataset from the US Census Bureau
APCD2019-PTO-003300 | Active | 2019-05-23 | [34H] California Certified Emergency Standby Engine | UCSD Medical Center - Freezer Bank | Don Perrit | 130 Dickinson Street San Diego, CA | 92103 | M | Emergency Diesel Engine Generator: John Deere, Model 6068HF285K rated at 237 bhp, S/N PE6068N007713, Engine Family: JJDXL06.8120, EPA Tier 3 certified engine; driving a 154-kW emergency electrical generator. | 1 | 0 | 0 | 0 | 1 | Diesel | 154 | 237 | 154 | 2021-06-02 | 42.90 | 2021-06-02 | 47.50 | 4.6 | 708.4 | 0.64351 | 32.7542 | -117.1666 | 1 | rooftop | 130 | Dickinson St |  |  | San Diego | CA | San Diego County | 92103 | US | San Diego Geographic Information Source - JPA
APCD2019-PTO-003302 | Active | 2019-05-31 | [34H] California Certified Emergency Standby Engine | Oceanside Block 19 | Pier South Community Manager | 300 Mission Ave Oceanside, CA | 92054 | C | Emergency Diesel Engine Generator: John Deere, Model 4045HF285I, 158 BHP, S/N PE4045N005751, Engine Family HJDXL04.5119, Tier 3 certified; driving a 102-kW emergency electrical generator. | 1 | 0 | 0 | 0 | 1 | Diesel | 102 | 158 | 102 | 2021-11-02 | 14.20 | 2021-11-02 | 18.50 | 4.3 | 438.6 | 0.39842 | 33.1951 | -117.3811 | 1 | range_interpolation | 300 | Mission Ave |  |  | Oceanside | CA | San Diego County | 92054 | US | TIGER/LineÂ® dataset from the US Census Bureau
APCD2019-PTO-003305 | Active | 2019-06-06 | [34W] Registered Engine (Rule 12) | City of San Diego - Public Utilies Department, Wastewater Collection Division | Edwin Corpus | 3599 Bayside Walk San Diego, CA | 92109 | I | Registration of in-use emergency natural gas engine: Ford Model: CSG-6491-6005-F S/N: 21987 E-21-TR Model Year: 1990 BHP Rating: 82 Engine Family No.: n/a Tier: 0 | 0 | 0 | 1 | 0 | 1 | Natural Gas |  | 990 | 738.243 | 2021-12-17 | 340.80 | 2021-12-17 | 346.60 | 5.8 | 4281.8094 | 3.1097 | 32.7804 | -117.2513 | 1 | range_interpolation | 3599 | Bayside Walk |  |  | San Diego | CA | San Diego County | 92109 | US | TIGER/LineÂ® dataset from the US Census Bureau
APCD2019-PTO-003308 | Active | 2019-06-10 | [34H] California Certified Emergency Standby Engine | San Diego State University | Lilly Sabet | 5500 Campanile Dr San Diego, CA | 92182 | K | Emergency Diesel Engine Generator: John Deere, Model 6135HFG84, S/N RG6135L035279; Model Year 2018; Engine Family JJDXL13.5146; Tier 3 certified; 538 bhp rated; equipped with a Miratech LTRV9-06-HSG-0 DPF; driving a 360 kW emergency electrical generator. | 1 | 0 | 0 | 0 | 1 | Diesel | 360 | 538 | 360 | 2021-10-21 | 23.70 | 2021-10-21 | 28.10 | 4.4 | 1584 | 1.4389 | 32.7721 | -117.0725 | 1 | rooftop | 5500 | Campanile Dr |  |  | San Diego | CA | San Diego County | 92182 | US | San Diego Geographic Information Source - JPA
APCD2019-PTO-003312 | Active | 2019-06-26 | [34H] California Certified Emergency Standby Engine | Charter Communications | Eric Lent | 7435 Girard Avenue La Jolla, CA | 92037 | I | Emergency Diesel Engine Generator: Cummins Inc., Model QSB7-G5 NR3, S/N 74409327, Model Year 2018; Engine Family JCEXL0409AAD; Tier 3 certified; 325 bhp rated; equipped with Johnson Matthey diesel particulate filter, Model JM-SDFP-2-H-BITO-CS-8-LP; driving a 175 kW emergency electrical generator. | 1 | 0 | 0 | 0 | 1 | Diesel | 175 | 325 | 175 | [5 empty] | 0 | 0 | 32.8397 | -117.272 | 1 | rooftop | 7435 | Girard Ave |  |  | LA Jolla | CA | San Diego County | 92037 | US | San Diego Geographic Information Source - JPA
APCD2019-PTO-003313 | Active | 2019-07-03 | [34H] California Certified Emergency Standby Engine | Cellipont Bioservices | Brian Russell | 12760 Danielson Ct, Suite F Poway, CA | 92064 | F | Emergency Diesel Engine Generator: John Deere, Model 4024HF285B, 80 BHP, S/N PE4024L142096, Engine Family DJDXL04.5141, Tier 3 certified; driving a 50-kW emergency electrical generator. Annual testing and maintenance limit: 36 hours. | 1 | 0 | 0 | 0 | 1 | Diesel | 50 | 80 | 50 | 2021-08-04 | 0.00 | 2022-08-04 | 9.00 | 9 | 450 | 0.40878 | 32.9412 | -117.0468 | 1 | range_interpolation | 12760 | Danielson Ct | Ste | F | Poway | CA | San Diego County | 92064 | US | TIGER/LineÂ® dataset from the US Census Bureau
APCD2019-PTO-003315 | Active | 2019-07-09 | [34H] California Certified Emergency Standby Engine | USN RADIO RECEIVING FACILITY |  | HOOPER BL CORONADO, CA | 92118 | O | Emergency Diesel Engine: John Deere Model 4045HF285K, S/N PE4045N008145; Engine Family HJDXL06.8120; tier 3 certified; 197 bhp rated; turbocharged with charge air cooler; driving a 128 kW emergency generator | 1 | 0 | 0 | 0 | 1 | Diesel | 128 | 197 | 128 | 2022-03-10 | 40.70 | 2022-03-10 | 43.70 | 3 | 384 | 0.34882 | 32.6992 | -117.2096 | 0.5 | place |  |  |  |  | Coronado | CA | San Diego County | 92118 | US | TIGER/LineÂ® dataset from the US Census Bureau
APCD2019-PTO-003320 | Active | 2019-07-15 | [34H] California Certified Emergency Standby Engine | LSH 2, LLC, Towneplace Suites | Noreen McGillion | 2311 Lee Court San Diego, CA | 92101 | N | Emergency Diesel Engine Generator: John Deere, Model 4024HF285B, S/N PE4024L143265; Model Year 2013; Engine Family DJDXL04.5141; Tier 3 certified; 80 bhp rated; driving an 40 kW emergency electrical generator. | 1 | 0 | 0 | 0 | 1 | Diesel | 40 | 80 | 40 | 2021-12-21 | 12.40 | 2022-04-21 | 27.50 | 15.1 | 604 | 0.54867 | 32.7304 | -117.2109 | 1 | rooftop | 2311 | Lee Ct |  |  | San Diego | CA | San Diego County | 92101 | US | City of San Diego
APCD2019-PTO-003321 | Active | 2019-07-16 | [34H] California Certified Emergency Standby Engine | Richard J Donovan Correctional Facility | Daniel McCourt | 480 Alta Rd San Diego, CA | 92179 | R | Emergency Diesel Engine Generator: John Deere, Model 4045HF285H; Model Year 2017; Engine Family HJDXL04.5119; Tier 3 certified; 133 bhp rated; equipped with Miratech diesel particulate filter and diesel oxidation catalyst system, Model LTRV2-2-03-XR1, driving an 80 kW emergency electrical generator. | 1 | 0 | 0 | 0 | 1 | Diesel | 80 | 133 | 80 | 2021-09-09 | 18.20 | 2021-09-09 | 22.40 | 4.2 | 336 | 0.30522 | 32.5811 | -116.9272 | 1 | rooftop | 480 | Alta Rd |  |  | San Diego | CA | San Diego County | 92179 | US | San Diego Geographic Information Source - JPA
APCD2019-PTO-003323 | Active | 2019-07-19 | [34H] California Certified Emergency Standby Engine | Fallbrook Healing Center | Anthony Nguyen | 624 E Elder St Fallbrook, CA | 92028 | A | Emergency Diesel Engine Generator: Caterpillar, Model C9, S/N S9P01783; Model Year 2018; Engine Family JCPXL08.8NZS; Tier 3 certified; 480 bhp rated; driving a 300 kW emergency electrical generator. | 1 | 0 | 0 | 0 | 1 | Diesel | 300 | 480 | 300 | [5 empty] | 0 | 0 | 33.3808 | -117.2445 | 1 | rooftop | 624 | E Elder St |  |  | Fallbrook | CA | San Diego County | 92028 | US | San Diego Geographic Information Source - JPA
APCD2019-PTO-003324 | Active | 2019-07-23 | [34H] California Certified Emergency Standby Engine | California Highway Patrol - San Diego | Owner Manager | 5902 Kearny Villa Road San Diego, CA | 92123 | J | Emergency Diesel Engine Generator: Cummins, Model QSK23-G7, S/N 85005354; Model Year 2018; Engine Family JCEXL023.AAB; Tier 2 certified; 1220 bhp rated; driving a 750 kW emergency electrical generator. | 1 | 0 | 0 | 0 | 1 | Diesel | 750 | 220 | 750 | 2021-12-31 | 19.60 | 2022-05-16 | 30.00 | 10.4 | 7800 | 7.0855 | 32.8397 | -117.131 | 1 | range_interpolation | 5902 | Kearny Villa Rd |  |  | San Diego | CA | San Diego County | 92123 | US | TIGER/LineÂ® dataset from the US Census Bureau
APCD2019-PTO-003326 | Active | 2019-07-24 | [34H] California Certified Emergency Standby Engine | Crinetics Pharmaceuticals | Mark Narcy | 10222 Barnes Canyon Rd Blding 2 San Diego, CA | 92121 | G | Emergency Diesel Engine Generator: John Deere, Model 6068HF285 rated at 237 bhp, S/N PE6068N007726, Engine Family: JJDXL06.8120, EPA Tier 3 certified engine; driving a 150-kW emergency electrical generator. | 1 | 0 | 0 | 0 | 1 | Diesel | 150 | 237 | 150 | 2021-10-22 | 54.80 | 2021-10-22 | 70.70 | 15.9 | 2385 | 2.1665 | 32.9003 | -117.197 | 1 | rooftop | 10222 | Barnes Canyon Rd | Bldg | 2 | San Diego | CA | San Diego County | 92121 | US | San Diego Geographic Information Source - JPA
APCD2019-PTO-003328 | Active | 2019-08-01 | [34H] California Certified Emergency Standby Engine | SD COUNTY SHERIFFS DEPT |  | 1801 HACIENDA DR EL CAJON, CA | 92020 | L | Emergency Engine: Generac, Model: SG130, 230.3 BHP, LPV fired, Engine Family No. JGNXB08.92C4, S/N G00015937; equipped with a 3-way catalytic converter and air to fuel ratio controller, driving a 130-kW generator | 0 | 0 | 0 | 0 | 0 | LPG | 130 | 230.3 | 130 | 2022-07-19 | 61.00 | 2022-07-19 | 70.00 | 9 | 1170 | 1.1615 | 32.8196 | -116.9885 | 1 | range_interpolation | 1801 | Hacienda Dr |  |  | El Cajon | CA | San Diego County | 92020 | US | TIGER/LineÂ® dataset from the US Census Bureau
APCD2019-PTO-003332 | Active | 2019-08-07 | [34H] California Certified Emergency Standby Engine | Escondido Union School District | Jessica Kimbrell | 2310 Aldergrove Ave Escondido, CA | 92029 | D | Emergency Diesel Engine Generator: John Deere, Model 4045HF285I, 158 BHP, S/N PE4045N020139 , Engine Family JJDXL04.5119, Tier 3 certified; equipped with a diesel particulate filter, Johnson Matthey, Model SDPF-1-N-CS-B1T0-6SLP, S/N 2239397-001; and driving a 100-kW emergency electrical generator. | 1 | 0 | 0 | 0 | 1 | Diesel | 100 | 158 | 100 | [5 empty] | 0 | 0 | 33.1194 | -117.1156 | 1 | rooftop | 2310 | Aldergrove Ave |  |  | Escondido | CA | San Diego County | 92029 | US | San Diego Geographic Information Source - JPA
APCD2019-PTO-003333 | Active | 2019-08-08 | [34H] California Certified Emergency Standby Engine | Novartis Gene Therapies | Mindy Cecil | 4224 Campus Point Court San Diego, CA | 92121 | G | Emergency Diesel Engine Generator: John Deere, Model 6068HF285, S/N PE6068N013154; Model Year 2019; Engine Family KJDXL06.8120; Tier 3 certified; 237 bhp rated; driving a 154 kW emergency electrical generator. Annual testing and maintenance limit: 47 hours. | 1 | 0 | 0 | 0 | 1 | Diesel | 154 | 237 | 154 | 2021-07-29 | 35.60 | 2021-07-29 | 52.00 | 16.4 | 2525.6 | 2.2942 | 32.8892 | -117.2239 | 1 | rooftop | 4224 | Campus Point Ct |  |  | San Diego | CA | San Diego County | 92121 | US | Sandoval
APCD2019-PTO-003335 | Active | 2019-08-08 | [34C] Emergency Standby Engine | Continental Maritime of San Diego, LLC | April McGinley | 1995 Bay Front St San Diego, CA | 92113 | P | Emergency natural gas engine: Cummins, Model GTA38G2, S/N 25309750, rated at 965 bhp, Model Year 2006, equipped with NSCR: EmeraChem, catalyst EC-TW-4X-RO-2650-0000-3500, housing: EC-2650-10-H-CS, Altronic air to fuel ratio controller EPC-110/120/100E/150, driving a 635 KW generator. | 0 | 0 | 1 | 0 | 1 | Natural Gas | 635 | 965 | 635 | 2021-06-16 | 11.30 | 2021-06-16 | 11.70 | 0.4 | 254 | 0.18447 | 32.6956 | -117.1465 | 1 | range_interpolation | 1995 | Bay Front St |  |  | San Diego | CA | San Diego County | 92113 | US | TIGER/LineÂ® dataset from the US Census Bureau
APCD2019-PTO-003336 | Active | 2019-08-08 | [34C] Emergency Standby Engine | Continental Maritime of San Diego, LLC | April McGinley | 1995 Bay Front St San Diego, CA | 92113 | P | Emergency natural gas engine: Cummins, Model GTA38G2, S/N 25308689, rated at 965 bhp, Model Year 2006, equipped with NSCR: EmeraChem, catalyst EC-TW-4X-RO-2650-0000-3500, housing: EC-2650-10-H-CS, Altronic air to fuel ratio controller EPC-110/120/100E/150, driving a 635 KW generator. | 0 | 0 | 1 | 0 | 1 | Natural Gas | 635 | 965 | 635 | 2021-06-16 | 9.60 | 2021-06-16 | 9.90 | 0.3 | 190.5 | 0.13835 | 32.6956 | -117.1465 | 1 | range_interpolation | 1995 | Bay Front St |  |  | San Diego | CA | San Diego County | 92113 | US | TIGER/LineÂ® dataset from the US Census Bureau
APCD2019-PTO-003342 | Active | 2019-08-15 | [34H] California Certified Emergency Standby Engine | General Atomics Aeronautical Systems Inc | Facility Manager | 13330 N Evening Creek Dr San Diego, CA | 92128 | F | Emergency Engine: PSI, Model D111L, 302 BHP, natural gas fired, S/N EEIOH807536, Model Year 2015, Engine Family No. JPSIB11.1NGP, equipped with a 3-way catalyst, driving a 200kW generator. | 0 | 0 | 1 | 0 | 1 | Natural Gas | 200 | 302 | 200 | 2021-11-09 | 19.70 | 2021-11-09 | 32.30 | 12.6 | 2520 | 1.8302 | 32.9598 | -117.0957 | 1 | rooftop | 13330 | Evening Creek North Dr |  |  | San Diego | CA | San Diego County | 92128 | US | Sandoval
APCD2019-PTO-003343 | Active | 2019-08-15 | [34H] California Certified Emergency Standby Engine | Ensign Services Inc | Eric Bills | 553 F St Chula Vista, CA | 91910 | Q | Emergency Diesel Engine Generator: John Deere Model 4045HF285K, rated at 197 BHP, S/N PE4045N008583, Engine Family HJDXL06.8120, Tier 3 certified; driving a 130 KW emergency electrical generator. | 1 | 0 | 0 | 0 | 1 | Diesel | 130 | 197 | 130 | 2022-02-03 | 54.30 | 2022-02-03 | 54.80 | 0.5 | 65 | 0.059046 | 32.6388 | -117.0907 | 1 | rooftop | 553 | F St |  |  | Chula Vista | CA | San Diego County | 91910 | US | San Diego Geographic Information Source - JPA
APCD2019-PTO-003344 | Active | 2019-08-16 | [34H] California Certified Emergency Standby Engine | Westmont Construction Inc | Frank McFarland | 9000 Murray Dr La Mesa, CA | 91942 | K | Emergency Diesel Engine Generator: Generac, Model SD0150GG176.7D18HPSY3, 240 BHP, S/N 3004479479, Engine Family JFPXL06.7DGS, Tier 3 certified; driving a 150-kW emergency electrical generator. | 1 | 0 | 0 | 0 | 1 | Diesel | 150 | 240 | 150 | 2021-12-27 | 13.10 | 2022-04-19 | 16.30 | 3.2 | 480 | 0.43603 | 32.7807 | -117.0036 | 1 | rooftop | 9000 | Murray Dr |  |  | LA Mesa | CA | San Diego County | 91942 | US | San Diego Geographic Information Source - JPA
APCD2019-PTO-003345 | Active | 2019-08-16 | [34H] California Certified Emergency Standby Engine | UTC Residential Owner | Drew Peterson | 8800 Lombard Place San Diego, CA | 92122 | H | Emergency Diesel Engine Generator: Mitsubishi, Model S12R-Y2PTAW-1, 1881 BHP, S/N 18113, Engine Family HMVXL49.0BBA, Tier 2 certified; driving a 1250-kW emergency electrical generator. Annual testing and maintenance limit: 10.3 hours. | 1 | 0 | 0 | 0 | 1 | Diesel | 250 | 1881 | 250 | 2022-06-17 | 29.00 | 2022-06-17 | 34.00 | 5 | 1250 | 1.1355 | 32.8676 | -117.2122 | 1 | rooftop | 8800 | Lombard Pl |  |  | San Diego | CA | San Diego County | 92122 | US | San Diego Geographic Information Source - JPA
APCD2019-PTO-003348 | Active | 2019-08-23 | [34W] Registered Engine (Rule 12) | Pine Hills Mutual Water Company | Dave Southcott | 4763 Pine Hills Rd Julian, CA | 92036 | D | Emergency Engine: Ford(Kohler), Model: LSG-8751-6005-A (60RZ), 126 BHP, LPG fired, S/N 00715 G-15-RA (354001); Manufacture Year: 1994, driving a 60-kW generator. | 0 | 0 | 0 | 0 | 0 | LPG | 60 | 126 | 60 | [5 empty] | 0 | 0 | 33.0418 | -116.6207 | 1 | rooftop | 4763 | Pine Hills Rd |  |  | Julian | CA | San Diego County | 92036 | US | San Diego Geographic Information Source - JPA
APCD2019-PTO-003349 | Active | 2019-08-26 | [34W] Registered Engine (Rule 12) | Rincon del Diablo Municipal Water District | Clint Baze | 1495 Candlelight Glen Escondido, CA | 92029 | D | Emergency Engine: Ford(Kohler), Model: CSG-6491-G005-F (30RZ), 82 BHP, NG fired, S/N 02557 B-2-TT (221486); Manufacture Year: 1988, driving a 30-kW generator. | 0 | 0 | 0 | 0 | 0 | Natural Gas | 30 | 82 | 30 | 2021-12-31 | 267.60 | 2022-01-27 | 270.10 | 2.5 | 75 | 0.054469 | 33.0996 | -117.0953 | 1 | range_interpolation | 1495 | Candlelight Gln |  |  | Escondido | CA | San Diego County | 92029 | US | TIGER/LineÂ® dataset from the US Census Bureau
APCD2019-PTO-003350 | Active | 2019-08-26 | [34W] Registered Engine (Rule 12) | Rincon del Diablo Municipal Water District | Clint Baze | 1900 Hamilton Lane Escondido, CA | 92029 | D | Emergency Engine: Perkins(Katolight), Model: T4.236 (D60FRP4), 93 BHP, diesel fired, S/N U243423S (AD115676SKL S-36640); Manufacture Year: 1988, driving a 60-kW generator | 1 | 0 | 0 | 0 | 1 | Diesel | 60 | 93 | 60 | 2021-12-31 | 282.30 | 2022-01-27 | 285.90 | 3.6 | 216 | 0.19621 | 33.0942 | -117.1062 | 1 | range_interpolation | 1900 | Hamilton Ln |  |  | Escondido | CA | San Diego County | 92029 | US | TIGER/LineÂ® dataset from the US Census Bureau
APCD2019-PTO-003352 | Active | 2019-09-03 | [34H] California Certified Emergency Standby Engine | Pelican Brooks Street Oceanside, LLC. | Lou Ochoa | 355 North Cleveland Oceanside, CA | 92054 | C | Emergency Diesel Engine Generator: John Deere, Model 4045HF285I, S/N PE4045N009282; Model Year 2017; Engine Family HJDXL04.5119; Tier 3 certified; 158 bhp rated; equipped with Johnson Matthey diesel particulate filter, Model SDPF-1-N-CS-BITO-6/6-LP, S/N 512892-1; driving an 102 kW emergency electrical generator. | 1 | 0 | 0 | 0 | 1 | Diesel | 102 | 158 | 102 | 2021-06-23 | 10.30 | 2022-07-28 | 16.40 | 6.1 | 622.2 | 0.5652 | 33.1958 | -117.3823 | 1 | rooftop | 355 | N Cleveland St |  |  | Oceanside | CA | San Diego County | 92054 | US | Sandoval
APCD2019-PTO-003355 | Active | 2019-09-11 | [34H] California Certified Emergency Standby Engine | Otay Mesa Detention Center | Mark Lake | 7488 Calzada De La Fuente San Diego, CA | 92154 | S | Emergency Diesel Engine: John Deere model 6135HFG75, S/N RG6135G010999; Engine Family JJDXL13.5132; tier 2 certified; 755 bhp rated; turbocharged with air cooler; driving a 505 kW emergency generator. | 1 | 0 | 0 | 0 | 1 | Diesel | 505 | 755 | 505 | 2021-06-10 | 40.70 | 2022-08-10 | 86.30 | 45.6 | 23028 | 20.9185 | 32.5738 | -116.9179 | 0.68 | nearest_rooftop_match | 7363 | Calzada De La Fuente |  |  | San Diego | CA | San Diego County | 92154 | US | San Diego Geographic Information Source - JPA
APCD2019-PTO-003359 | Active | 2019-09-18 | [34H] California Certified Emergency Standby Engine | Gen 5 Fertility |  | 3420 Carmel Mountain Road San Diego, CA | 92121 | G | Emergency Diesel Engine Generator: John Deere, Model 4045HF285H, S/N PE4045N020726; Model Year 2019; Engine Family KJDXL04.5119; Tier 3 certified; 133 bhp rated; driving an 83 kW emergency electrical generator. | 1 | 0 | 0 | 0 | 1 | Diesel | 83 | 133 | 83 | 2021-11-12 | 18.60 | 2021-11-12 | 27.20 | 8.6 | 713.8 | 0.64841 | 32.9194 | -117.2381 | 1 | rooftop | 3420 | Carmel Mountain Rd |  |  | San Diego | CA | San Diego County | 92121 | US | City of San Diego
APCD2019-PTO-003362 | Active | 2019-09-24 | [34H] California Certified Emergency Standby Engine | USN RADIO RECEIVING FACILITY |  | HOOPER BL CORONADO, CA | 92118 | O | Emergency Diesel Engine: John Deere Model 4045HF285I, S/N PE4045N020709; Engine Family KJDXL04.5119; tier 3 certified; 158 bhp rated; turbocharged with charge air cooler; driving a 100 kW emergency generator | 1 | 0 | 0 | 0 | 1 | Diesel | 100 | 158 | 100 | 2022-03-10 | 42.20 | 2022-03-10 | 45.20 | 3 | 300 | 0.27252 | 32.6992 | -117.2096 | 0.5 | place |  |  |  |  | Coronado | CA | San Diego County | 92118 | US | TIGER/LineÂ® dataset from the US Census Bureau
APCD2019-PTO-003364 | Active | 2019-10-01 | [34H] California Certified Emergency Standby Engine | BioSplice Therapeutics, Inc. | Scott Bulcao | 9360 Towne Centre Dr San Diego, CA | 92121 | G | Emergency Diesel Engine Generator: Perkins/Caterpillar, Model C15, S/N MGDF5333N11983E; Model Year 2019; Engine Family KCPXL15.2NZS; Tier 2 certified; 762 bhp rated; driving a 500 kW emergency electrical generator. | 1 | 0 | 0 | 0 | 1 | Diesel | 500 | 762 | 500 | 2021-08-12 | 27.10 | 2021-08-12 | 48.70 | 21.6 | 10800 | 9.8106 | 32.8774 | -117.2083 | 1 | rooftop | 9360 | Towne Centre Dr |  |  | San Diego | CA | San Diego County | 92121 | US | San Diego Geographic Information Source - JPA
APCD2019-PTO-003366 | Active | 2019-10-03 | [34H] California Certified Emergency Standby Engine | USMC MCAS Miramar | Luis Eria | Bldg. 9270 San Diego, CA | 92145 | H | Emergency Diesel Engine Generator: John Deere, Model 6068HF485, S/N PE6068N011676, Model Year 2018, Engine Family JJDXL13.5103, Tier 3 certified, 318 bhp rated, driving a 200 kW emergency electrical generator. | 1 | 0 | 0 | 0 | 1 | Diesel | 200 | 318 | 200 | 2022-01-01 | 24.30 | 2022-01-01 | 33.00 | 8.7 | 1740 | 1.5806 | 32.7241 | -117.1709 | 0.5 | place |  |  |  |  | San Diego | CA | San Diego County | 92101 | US | TIGER/LineÂ® dataset from the US Census Bureau
APCD2019-PTO-003367 | Active | 2019-10-03 | [34H] California Certified Emergency Standby Engine | USMC MCAS Miramar | Luis Eria | Bldg. 9270 San Diego, CA | 92145 | H | Emergency Diesel Engine Generator: John Deere, Model 6068HF485, S/N PE6068N011958; Model Year 2018; Engine Family JJDXL13.5103; Tier 3 certified; 318 bhp rated; driving a 200 kW emergency electrical generator. | 1 | 0 | 0 | 0 | 1 | Diesel | 200 | 318 | 200 | 2022-01-01 | 22.10 | 2022-01-01 | 31.70 | 9.6 | 1920 | 1.7441 | 32.7241 | -117.1709 | 0.5 | place |  |  |  |  | San Diego | CA | San Diego County | 92101 | US | TIGER/LineÂ® dataset from the US Census Bureau
APCD2019-PTO-003369 | Active | 2019-10-03 | [34H] California Certified Emergency Standby Engine | Dept of Navy-Naval Base Point Loma (NBPL) Public Works Dept (PWD) | Eugena Anderson | USN Naval Base Point Loma,bldg 18 San Diego, CA | 92106 | I | Emergency Diesel Engine Generator: Mercedes Benz, Model OM924LA, S/N 924.942-C-1151825; Model Year 2018; Engine Family JMBXL07.2RJC; Tier 3 certified; 197 bhp rated; driving a 100 kW emergency electrical generator. | 1 | 0 | 0 | 0 | 1 | Diesel | 100 | 197 | 100 | 2021-11-18 | 15.10 | 2021-11-18 | 21.45 | 6.35 | 635 | 0.57683 | 32.7304 | -117.2454 | 1 | street_center |  | Point Loma Ave |  |  | San Diego | CA | San Diego County | 92107 | US | TIGER/LineÂ® dataset from the US Census Bureau
APCD2019-PTO-003370 | Active | 2019-10-04 | [34H] California Certified Emergency Standby Engine | County of San Diego | Chad Adamos | 5575 Overland Ave San Diego, CA | 92123 | J | Emergency Diesel Engine: Mitsubishi, Model S12H-Y2PTAW-1, 1528 BHP, S/N 35139, Engine Family JMVXL37.1BBA, Tier 2 certified; driving a 1000-kW emergency electrical generator. | 1 | 0 | 0 | 0 | 1 | Diesel | 1000 | 1528 | 1000 | [5 empty] | 0 | 0 | 32.8349 | -117.1327 | 1 | rooftop | 5575 | Overland Ave |  |  | San Diego | CA | San Diego County | 92123 | US | San Diego Geographic Information Source - JPA
APCD2019-PTO-003371 | Active | 2019-10-04 | [34H] California Certified Emergency Standby Engine | County of San Diego | Chad Adamos | 5575 Overland Ave San Diego, CA | 92123 | J | Emergency Diesel Engine: Mitsubishi, Model S12H-Y2PTAW-1, 1528 BHP, S/N 35155, Engine Family JMVXL37.1BBA, Tier 2 certified; driving a 1000-kW emergency electrical generator. | 1 | 0 | 0 | 0 | 1 | Diesel | 1000 | 1528 | 1000 | [5 empty] | 0 | 0 | 32.8349 | -117.1327 | 1 | rooftop | 5575 | Overland Ave |  |  | San Diego | CA | San Diego County | 92123 | US | San Diego Geographic Information Source - JPA
APCD2019-PTO-003372 | Active | 2019-10-17 | [34H] California Certified Emergency Standby Engine | The Guild Hotel | David Byrd | 500 W. Broadway San Diego, CA | 92101 | N | Emergency Diesel Engine: FPT Industrial S.P.A., Model F2CE9685A-E, 389 BHP, S/N E002-048896, Engine Family JFPXL08.7TR3, Tier 3 certified; driving a 250-kW emergency electrical generator. | 1 | 0 | 0 | 0 | 1 | Diesel | 250 | 389 | 250 | 2022-05-09 | 15.50 | 2022-05-09 | 17.70 | 2.2 | 550 | 0.49962 | 32.7161 | -117.1678 | 1 | rooftop | 500 | W Broadway |  |  | San Diego | CA | San Diego County | 92101 | US | San Diego Geographic Information Source - JPA
APCD2019-PTO-003373 | Active | 2019-10-17 | [34H] California Certified Emergency Standby Engine | UCSD | Valerie Fanning | 9500 Gilman Dr Dept 0089 San Diego, CA | 92093 | I | Emergency Diesel Engine Generator: John Deere, Model 6090HFG86, S/N RG6090L137021; Model Year 2019; Engine Family KJDXL09.0114; Tier 3 certified; 463 bhp rated; driving a 300 kW emergency electrical generator. | 1 | 0 | 0 | 0 | 1 | Diesel | 300 | 463 | 300 | 2021-06-22 | 26.40 | 2022-07-21 | 33.30 | 6.9 | 2070 | 1.8804 | 32.8758 | -117.2396 | 0.9 | rooftop | 9500 | Gilman Dr | Dept | 89 | LA Jolla | CA | San Diego County | 92093 | US | San Diego Geographic Information Source - JPA
APCD2019-PTO-003375 | Active | 2019-10-18 | [34H] California Certified Emergency Standby Engine | USN Nav Sta 1 SCE | Commanding Officer | Naval Station San Diego, CA | 92136 | S | Emergency Diesel Engine Generator: Mercedes Benz, Model OM924LA, 197 BHP, S/N 95130500655, Engine Family JMBXL07.2RJC, Tier 3 certified; driving a 100-kW emergency electrical generator | 1 | 0 | 0 | 0 | 1 | Diesel | 100 | 197 | 100 | 2022-01-10 | 57.80 | 2022-01-10 | 61.25 | 3.45 | 345 | 0.3134 | 32.8122 | -116.9328 | 0.86 | street_center |  | Navello St |  |  | El Cajon | CA | San Diego County | 92021 | US | TIGER/LineÂ® dataset from the US Census Bureau
APCD2019-PTO-003383 | Active | 2019-10-30 | [34H] California Certified Emergency Standby Engine | Padre Dam Municipal Water District | John Tackett | 13661 Business Hwy 8 Lakeside, CA | 92021 | L | Emergency Engine Generator: Kohler Diesel Engine, Model KD27V12, S/N 2017160498, rated at 1494 bhp, Model Year 2016, EPA Tier 2 Certified Engine, Engine Family Number HLHAL45.0ESP, driving a 1000 KW generator. | 1 | 0 | 0 | 0 | 1 | Diesel | 1000 | 1494 | 1000 | 2021-11-08 | 17.33 | 2021-11-08 | 26.15 | 8.82 | 8820 | 8.012 | 32.8379 | -116.8993 | 0.63 | nearest_rooftop_match | 13490 | Business Rte 8 |  |  | Lakeside | CA | San Diego County | 92040 | US | San Diego Geographic Information Source - JPA
APCD2019-PTO-003384 | Active | 2019-10-30 | [34H] California Certified Emergency Standby Engine | Watermark Office Building 2 |  | 10159 Scripps Gateway Court San Diego, CA | 92131 | F | Emergency Diesel Engine Generator: John Deere, Model 6135HFG84 rated at 617 bhp, S/N RG6135L034325, Engine Family: HJDXL13.5146, EPA Tier 3 certified engine; driving a 405-kW emergency electrical generator. | 1 | 0 | 0 | 0 | 1 | Diesel | 405 | 617 | 405 | 2021-06-30 | 82.80 | 2022-07-05 | 94.70 | 11.9 | 4819.5 | 4.378 | 32.9331 | -117.1094 | 1 | rooftop | 10159 | Scripps Gateway Ct |  |  | San Diego | CA | San Diego County | 92131 | US | Sandoval
APCD2019-PTO-003386 | Active | 2019-10-31 | [34H] California Certified Emergency Standby Engine | 41West Owners Association | Paige McKenzie | 2604 5th Ave San Diego, CA | 92103 | M | Emergency Diesel Engine Generator: FPT Industrial S.P.A., Model F3AE9685A-E, 449 BHP, S/N E003-205878 , Engine Family GFPXL10.3TR3, Tier 3 certified; driving a 300-kW emergency electrical generator. | 1 | 0 | 0 | 0 | 1 | Diesel | 300 | 449 | 300 | 2021-06-14 | 14.10 | 2021-06-14 | 15.10 | 1 | 300 | 0.27252 | 32.7326 | -117.1606 | 1 | rooftop | 2604 | 5th Ave |  |  | San Diego | CA | San Diego County | 92103 | US | San Diego Geographic Information Source - JPA
APCD2019-PTO-003387 | Active | 2019-10-31 | [34H] California Certified Emergency Standby Engine | TriLink Bio Technologies LLC | Paul Imperial | 10770 Wateridge Circle San Diego, CA | 92121 | G | Emergency Diesel Engine Generator: Kohler/Liebherr, Model KD27V12-6AES, S/N 2018 16 0670; Model Year 2018; Engine Family JLHAL45.0ESP; Tier 2 certified; 1195 bhp rated; driving an 800 kW emergency electrical generator. | 1 | 0 | 0 | 0 | 1 | Diesel | 800 | 195 | 800 | 2021-09-17 | 50.45 | 2021-09-17 | 64.15 | 13.7 | 10960 | 9.956 | 32.9008 | -117.212 | 1 | rooftop | 10770 | Wateridge Cir |  |  | San Diego | CA | San Diego County | 92121 | US | San Diego Geographic Information Source - JPA
APCD2019-PTO-003391 | Active | 2019-11-05 | [34H] California Certified Emergency Standby Engine | Sycamore Creek | Sean Weiman | 10675 Sorrento Valley Rd San Diego, CA | 92121 | G | Emergency Diesel Engine Generator: John Deere (Kohler), Model 4045HF2851 (100REOZJF), 158 BHP, S/N PE4045N020707, Engine Family KJDXL04.5119, Tier 3 certified; driving a 102-kW emergency electrical generator. | 1 | 0 | 0 | 0 | 1 | Diesel | 102 | 158 | 102 | 2021-12-02 | 6.90 | 2021-12-02 | 8.80 | 1.9 | 193.8 | 0.17605 | 32.8983 | -117.2196 | 1 | rooftop | 10675 | Sorrento Valley Rd |  |  | San Diego | CA | San Diego County | 92121 | US | San Diego Geographic Information Source - JPA
APCD2019-PTO-003392 | Active | 2019-11-13 | [34H] California Certified Emergency Standby Engine | AT&T Mobility | Cyndi Thrift | Tierra Del Sol Road Boulevard, CA | 91905 | R | Emergency Diesel Engine Generator: Kukje Machinery Co, LTD, Model D3400T-Gen1, S/N TP9G00193; Model Year 2017; Engine Family HKMCL3.41D43; Tier 3 certified; 85 bhp rated; driving a 50 kW emergency electrical generator. | 1 | 0 | 0 | 0 | 1 | Diesel | 50 | 85 | 50 | 2022-05-16 | 214.30 | 2022-05-16 | 217.40 | 3.1 | 155 | 0.1408 | 32.6096 | -116.3224 | 1 | street_center |  | Tierra Del Sol Rd |  |  | Boulevard | CA | San Diego County | 91905 | US | TIGER/LineÂ® dataset from the US Census Bureau
APCD2019-PTO-003395 | Active | 2019-11-13 | [34H] California Certified Emergency Standby Engine | Mitchell 1 | Hugh Murphy | 16067 Babcock Street San Diego, CA | 92127 | F | Emergency Diesel Engine: Perkins (Generac), Model 2206D-E13TAG3 (SD400), 619 BHP, S/N TGDF5332N08775E, Engine Family KCPXL12.5NYS, Tier 3 certified; driving a 400-kW emergency electrical generator; Annual testing and maintenance limit: 20.7 hours | 1 | 0 | 0 | 0 | 1 | Diesel | 400 | 619 | 400 | 2022-05-03 | 29.80 | 2022-05-03 | 32.10 | 2.3 | 920 | 0.83572 | 33.0205 | -117.1312 | 1 | rooftop | 16067 | Babcock St |  |  | San Diego | CA | San Diego County | 92127 | US | City of San Diego
APCD2019-PTO-003399 | Active | 2019-11-19 | [34H] California Certified Emergency Standby Engine | City of SD PUD Water Branch | Salvador Coria | 2797 Caminito Chollas San Diego, CA | 92105 | K | Emergency Diesel Engine Generator: John Deere (Kohler), Model 6090HF484 (250REOZJE), 385 BHP, S/N 33CFGMGH0013, Engine Family KJDXL09.0114, Tier 3 certified; driving a 255-kW emergency electrical generator. | 1 | 0 | 0 | 0 | 1 | Diesel | 255 | 385 | 255 | 2021-12-10 | 8.60 | 2022-07-15 | 14.70 | 6.1 | 1555.5 | 1.413 | 32.7816 | -117.1448 | 0.78 | nearest_rooftop_match | 2711 | Community Dr |  |  | San Diego | CA | San Diego County | 92108 | US | City of San Diego
APCD2019-PTO-003400 | Active | 2019-11-19 | [34H] California Certified Emergency Standby Engine | City of SD PUD Water Branch | Salvador Coria | 2797 Caminito Chollas San Diego, CA | 92105 | K | Emergency Diesel Engine Generator: John Deere (Kohler), Model 6090HF484 (250REOZJE), 385 BHP, S/N 33CFGMGH0014, Engine Family KJDXL09.0114, Tier 3 certified; driving a 255-kW emergency electrical generator. | 1 | 0 | 0 | 0 | 1 | Diesel | 255 | 385 | 255 | 2021-12-10 | 8.80 | 2022-07-15 | 14.40 | 5.6 | 1428 | 1.2972 | 32.7816 | -117.1448 | 0.78 | nearest_rooftop_match | 2711 | Community Dr |  |  | San Diego | CA | San Diego County | 92108 | US | City of San Diego
APCD2019-PTO-003402 | Active | 2019-12-02 | [34H] California Certified Emergency Standby Engine | US Navy | Eugena Anderson | Point Loma Bldg 2003 San Diego, CA | 92106 | I | Emergency Diesel Engine Generator: John Deere, Model 4045TF290J, S/N PE4045R137742; Model Year 2019; Engine Family KJDXL04.5214; Tier 3 certified; 74 bhp rated; driving a 50 kW emergency electrical generator. | 1 | 0 | 0 | 0 | 1 | Diesel | 50 | 74 | 50 | 2021-11-18 | 8.28 | 2021-11-18 | 14.29 | 6.01 | 300.5 | 0.27297 | 32.7304 | -117.2454 | 1 | street_center |  | Point Loma Ave |  |  | San Diego | CA | San Diego County | 92107 | US | TIGER/LineÂ® dataset from the US Census Bureau
APCD2019-PTO-003403 | Active | 2019-12-05 | [34H] California Certified Emergency Standby Engine | County of San Diego | Luis Peris | 10144 Mission Gorge Road Santee, CA | 92071 | H | Emergency Diesel Engine Generator: John Deere, Model 6068HF285K, 237 BHP, S/N PE6068N012339, Engine Family KJDXL06.8120.8120, Tier 3 certified; driving a 150-kW emergency electrical generator. | 1 | 0 | 0 | 0 | 1 | Diesel | 150 | 237 | 150 | 2022-01-01 | 38.00 | 2022-01-01 | 42.00 | 4 | 600 | 0.54504 | 32.8387 | -116.9782 | 1 | range_interpolation | 10144 | Mission Gorge Rd |  |  | Santee | CA | San Diego County | 92071 | US | TIGER/LineÂ® dataset from the US Census Bureau
APCD2019-PTO-003404 | Active | 2019-12-05 | [34H] California Certified Emergency Standby Engine | Helix Water District | Kolton Gustafson | 9810 Lemon Ave La Mesa, CA | 91941 | K | Emergency Diesel Engine Generator: John Deere, Model 6090HF484C, 346 BHP, S/N RG6090L137333, Engine Family KJDXL09.0114, Tier 3 certified; driving a 230-kW emergency electrical generator. | 1 | 0 | 0 | 0 | 1 | Diesel | 230 | 346 | 230 | 2021-12-08 | 4.70 | 2022-04-05 | 15.50 | 10.8 | 2484 | 2.2564 | 32.7716 | -116.9861 | 1 | rooftop | 9810 | Lemon Ave |  |  | LA Mesa | CA | San Diego County | 91941 | US | San Diego Geographic Information Source - JPA
APCD2019-PTO-003405 | Active | 2019-12-06 | [34H] California Certified Emergency Standby Engine | BioLegend, Inc | Dale Kutsch | 8989 & 8991 BioLegend Way San Diego, CA | 92121 | G | Emergency Diesel Engine Generator: Mitsubishi, Model S12R-Y2PTAW-1, 1881 BHP, S/N 18151, Engine Family JMVXL49.0BBA, Tier 2 certified; driving a 1250-kW emergency electrical generator. | 1 | 0 | 0 | 0 | 1 | Diesel | 250 | 1881 | 250 | 2021-12-10 | 41.30 | 2021-12-10 | 52.60 | 11.3 | 2825 | 2.5662 | 32.7241 | -117.1709 | 0.5 | place |  |  |  |  | San Diego | CA | San Diego County | 92101 | US | TIGER/LineÂ® dataset from the US Census Bureau
APCD2019-PTO-003406 | Active | 2019-12-06 | [34H] California Certified Emergency Standby Engine | City of San Diego Dept of Info Tech/Wireless Services | Robert Buenaventura | 11111 Otay Lakes Road Jamul, CA | 91935 | R | Emergency Engine: Generac, Model: SG050, 81.7 BHP, propane fired, Engine Family No. JGNXB05.42L2, S/N 3002725596; certified with an OEM 3-way catalytic converter, driving a 50-kW generator. | 0 | 0 | 0 | 1 | 1 | Propane | 50 | 81.7 | 50 | 2021-10-13 | 153.30 | 2021-10-13 | 300.90 | 147.6 | 7380 | 6.0804 | 32.6515 | -116.8539 | 0.7 | street_center |  | Otay Lakes Rd |  |  | Jamul | CA | San Diego County | 91935 | US | TIGER/LineÂ® dataset from the US Census Bureau
APCD2019-PTO-003407 | Active | 2019-12-11 | [34H] California Certified Emergency Standby Engine | Commander Navy Region SW | Craig Haverstick | Naval Air Station North Island BLDG 709 San Diego, CA | 92135 | O | Emergency Diesel Engine Generator: John Deere, Model 4045TF290J, S/N PE4045R137635; Model Year 2019; Engine Family KJDXL04.5241; Tier 3 certified; 74 bhp rated; driving a 50 kW emergency electrical generator. | 1 | 0 | 0 | 0 | 1 | Diesel | 50 | 74 | 50 | 2021-08-27 | 21.16 | 2022-06-01 | 27.37 | 6.21 | 310.5 | 0.28206 | 32.7241 | -117.1709 | 0.5 | place |  |  |  |  | San Diego | CA | San Diego County | 92101 | US | TIGER/LineÂ® dataset from the US Census Bureau
APCD2019-PTO-003408 | Active | 2019-12-13 | [34H] California Certified Emergency Standby Engine | Caltrans | Nikki Tiongco | 1700 Glorietta Plaza Coronado, CA | 92118 | O | Emergency Diesel Engine Generator: Cummins, Model QSB5-G5, 176 BHP, S/N 74298516, Engine Family JCEXL0275AAK, Tier 3 certified; driving a 131-kW emergency electrical generator. | 1 | 0 | 0 | 0 | 1 | Diesel | 131 | 176 | 131 | 2021-06-16 | 16.80 | 2021-06-16 | 18.40 | 1.6 | 209.6 | 0.1904 | 32.6817 | -117.1761 | 0.86 | range_interpolation | 1700 | Glorietta Blvd |  |  | Coronado | CA | San Diego County | 92118 | US | TIGER/LineÂ® dataset from the US Census Bureau
APCD2019-PTO-003409 | Active | 2019-12-13 | [34H] California Certified Emergency Standby Engine | Caltrans | Nikki Tiongco | 1993 Main Street San Diego, CA | 92110 | I | Emergency Diesel Engine Generator: Cummins, Model QSB5-G5, 176 BHP, S/N 74298593, Engine Family JCEXL0275AAK, Tier 3 certified; driving a 131-kW emergency electrical generator. Annual testing and maintenance limit: 8.4 hours. | 1 | 0 | 0 | 0 | 1 | Diesel | 131 | 176 | 131 | 2022-06-08 | 18.50 | 2022-06-08 | 20.00 | 1.5 | 196.5 | 0.1785 | 32.698 | -117.1454 | 1 | range_interpolation | 1993 | Main St |  |  | San Diego | CA | San Diego County | 92113 | US | TIGER/LineÂ® dataset from the US Census Bureau
APCD2019-PTO-003411 | Active | 2019-12-23 | [34H] California Certified Emergency Standby Engine | County of San Diego - San Pasqual Academy | Jim Dohrer | 17701 San Pasqual Valley Rd Escondido, CA | 92027 | D | Emergency Diesel Engine Generator: Cummins, Model QSB5-G13, 173 BHP, S/N 74517815, Engine Family KCEXL0275AAK, Tier 3 certified; driving a 100-kW emergency electrical generator. (location: waste water lift station) | 1 | 0 | 0 | 0 | 1 | Diesel | 100 | 173 | 100 | 2021-12-31 | 31.20 | 2022-04-29 | 84.10 | 52.9 | 5290 | 4.8054 | 33.0871 | -116.9501 | 1 | rooftop | 17701 | San Pasqual Valley Rd |  |  | Escondido | CA | San Diego County | 92025 | US | San Diego Geographic Information Source - JPA
APCD2020-PTO-003412 | Active | 2020-01-06 | [34H] California Certified Emergency Standby Engine | Encinitas Union School District | Gerry Devitt | 101 S Rancho Santa Fe Road Encinitas, CA | 92024 | E | Emergency Diesel Engine Generator: Cummins, Model QSB5-G13, S/N 74459829; Model Year 2019; Engine Family KCEXL0275AAK; Tier 3 certified; 173 bhp rated; driving a 80 kW emergency electrical generator. | 1 | 0 | 0 | 0 | 1 | Diesel | 80 | 173 | 80 | 2022-01-01 | 37.10 | 2022-01-01 | 39.60 | 2.5 | 200 | 0.18168 | 33.0371 | -117.2388 | 0.9 | range_interpolation | 101 | S Rancho Santa Fe Rd |  |  | Encinitas | CA | San Diego County | 92024 | US | TIGER/LineÂ® dataset from the US Census Bureau
APCD2020-PTO-003416 | Active | 2020-01-09 | [34W] Registered Engine (Rule 12) | A & B Truck Recycling | Andrew Stannard | 2863 COMMERCIAL ST San Diego, CA | 92113 | P | Emergency Diesel Engine: Detroit Diesel, Model 0437000, S/N 2A96018, Model Year 1988, 128 BHP. | 1 | 0 | 0 | 0 | 1 | Diesel |  | 128 | 95.4496 | 2022-01-14 | 627.48 | 2022-01-14 | 632.68 | 5.2 | 496.3379 | 0.45087 | 32.7051 | -117.1327 | 1 | rooftop | 2863 | Commercial St |  |  | San Diego | CA | San Diego County | 92113 | US | San Diego Geographic Information Source - JPA
APCD2020-PTO-003417 | Active | 2020-01-09 | [34H] California Certified Emergency Standby Engine | Park & Market High Rise |  | 601 11th Street San Diego, CA | 92101 | N | Emergency Diesel Engine: Mitsubishi model S12A2-Y2PTAW, S/N 29041; Engine Family HMVXL33.9BBA; tier 2 certified; 1207 bhp rated; turbocharged with charge air cooler; driving an 800 kW emergency generator Annual testing and maintenance limit: 18 hours | 1 | 0 | 0 | 0 | 1 | Diesel | 800 | 207 | 800 | 2022-02-25 | 19.50 | 2022-02-25 | 27.70 | 8.2 | 6560 | 5.9591 | 32.5855 | -117.1107 | 0.9 | range_interpolation | 601 | 11th St |  |  | Imperial Beach | CA | San Diego County | 91932 | US | TIGER/LineÂ® dataset from the US Census Bureau
APCD2020-PTO-003422 | Active | 2020-01-13 | [34W] Registered Engine (Rule 12) | Ramada by Wyndham San Diego South | Angela Pablico | 700 National City Blvd National City, CA | 91950 | Q | Emergency Rule 12 Engine: CUMMINS, MODEL 6CTA-8-3G, DIESEL FIRED, 277 BHP, S/N 44339374, DRIVING AN ELECTRIC GENERATOR, KOHLER, MODEL 15DROZ281, S/N 244806; Formerly APCD2006-PTO-970756 (retired). | 1 | 0 | 0 | 0 | 1 | Diesel |  | 277 | 206.5589 | 2022-03-11 | 140.70 | 2022-03-11 | 141.10 | 0.4 | 82.6236 | 0.075055 | 32.6762 | -117.1077 | 1 | rooftop | 700 | National City Blvd |  |  | National City | CA | San Diego County | 91950 | US | San Diego Geographic Information Source - JPA
APCD2020-PTO-003423 | Active | 2020-01-14 | [34H] California Certified Emergency Standby Engine | City of San Diego Fire-Rescue, Fire Station #5 | Facility Maintenance Officer | 3902 9th Avenue San Diego, CA | 92103 | M | Emergency Diesel Engine Generator: John Deere Model 4024HF285B, S/N PE4024L142179; Engine Family DJDXL04.5141; tier 3 certified; 80 bhp rated; turbocharged with air cooler; driving a 40 kW emergency electrical generator. Annual testing and maintenance limit: 20.5 hours | 1 | 0 | 0 | 0 | 1 | Diesel | 40 | 80 | 40 | [5 empty] | 0 | 0 | 32.7487 | -117.1566 | 1 | rooftop | 3902 | 9th Ave |  |  | San Diego | CA | San Diego County | 92103 | US | San Diego Geographic Information Source - JPA
APCD2020-PTO-003425 | Active | 2020-01-21 | [34H] California Certified Emergency Standby Engine | USN RADIO RECEIVING FACILITY |  | HOOPER BL CORONADO, CA | 92118 | O | Emergency Diesel Engine Generator: Mitsubishi, Model S12A2-Y2PTAW-2, S/N 29726; Model Year 2019; Engine Family KMVXL33.9BBA; Tier 2 certified; 1207 bhp rated; driving a 750 kW emergency electrical generator. | 1 | 0 | 0 | 0 | 1 | Diesel | 750 | 207 | 750 | 2022-03-10 | 27.30 | 2022-03-10 | 28.60 | 1.3 | 975 | 0.88568 | 32.6992 | -117.2096 | 0.5 | place |  |  |  |  | Coronado | CA | San Diego County | 92118 | US | TIGER/LineÂ® dataset from the US Census Bureau
APCD2020-PTO-003426 | Active | 2020-01-21 | [34H] California Certified Emergency Standby Engine | USN RADIO RECEIVING FACILITY |  | HOOPER BL CORONADO, CA | 92118 | O | Emergency Diesel Engine Generator: Mitsubishi, Model S12A2-Y2PTAW-2, S/N 29717; Model Year 2019; Engine Family KMVXL33.9BBA; Tier 2 certified; 1207 bhp rated; driving a 750 kW emergency electrical generator. | 1 | 0 | 0 | 0 | 1 | Diesel | 750 | 207 | 750 | 2022-03-10 | 24.50 | 2022-03-10 | 25.70 | 1.2 | 900 | 0.81755 | 32.6992 | -117.2096 | 0.5 | place |  |  |  |  | Coronado | CA | San Diego County | 92118 | US | TIGER/LineÂ® dataset from the US Census Bureau
APCD2020-PTO-003427 | Active | 2020-01-22 | [34H] California Certified Emergency Standby Engine | Carte Partners, LLC. | Caden Taylor | 401 West Ash Street San Diego, CA | 92101 | N | Emergency Diesel Engine Generator: Perkins, Model 2506C-E15TAG3, 762 BHP, S/N MGDF5333N07245C, Engine Family HCPXL15.2NZS, Tier 2 certified; driving a 500-kW emergency electrical generator | 1 | 0 | 0 | 0 | 1 | Diesel | 500 | 762 | 500 | 2021-08-11 | 51.20 | 2022-04-25 | 76.50 | 25.3 | 12650 | 11.4912 | 32.72 | -117.1665 | 1 | range_interpolation | 401 | W Ash St |  |  | San Diego | CA | San Diego County | 92101 | US | TIGER/LineÂ® dataset from the US Census Bureau
APCD2020-PTO-003430 | Active | 2020-01-28 | [34H] California Certified Emergency Standby Engine | Tower 180 Owner, LLC | Rachelle Martini | 180 Broadway San Diego, CA | 92101 | N | Emergency Diesel Engine Generator: John Deere, Model 6135HFG84, 617 BHP, S/N RG6135L033131, Engine Family HJDXL13.5146, Tier 3 certified; driving a 400-kW emergency electrical generator. | 1 | 0 | 0 | 0 | 1 | Diesel | 400 | 617 | 400 | 2021-08-11 | 18.00 | 2021-08-11 | 23.50 | 5.5 | 2200 | 1.9985 | 32.716 | -117.1632 | 1 | rooftop | 180 | Broadway |  |  | San Diego | CA | San Diego County | 92101 | US | San Diego Geographic Information Source - JPA
APCD2020-PTO-003435 | Active | 2020-02-06 | [34H] California Certified Emergency Standby Engine | General Services Administration | Pete Watson | 880 Front Street San Diego, CA | 92101 | N | Emergency Diesel Engine Generator: Volvo, Model TWD1643GE; S/N 2016124534, Model Year 2018; Engine Family JVPXL16.1ACW; Tier 2 certified; 903 bhp rated; driving an 600 kW emergency electrical generator. | 1 | 0 | 0 | 0 | 1 | Diesel | 600 | 903 | 600 | [5 empty] | 0 | 0 | 32.7143 | -117.165 | 1 | rooftop | 880 | Front St |  |  | San Diego | CA | San Diego County | 92101 | US | San Diego Geographic Information Source - JPA
APCD2020-PTO-003439 | Active | 2020-02-13 | [34W] Registered Engine (Rule 12) | Kearny Mesa Ambulatory Surgical Center | Ron Gertsch | 5225 Kearny Villa Way San Diego, CA | 92123 | J | Emergency Rule 12 Engine: Kohler, Model 50ROZ282, diesel fired, 82 BHP, S/N 139639, driving an emergency electrical generator. | 1 | 0 | 0 | 0 | 1 | Diesel |  | 82 | 61.1474 | 2021-06-08 | 212.60 | 2021-06-08 | 212.60 | 0 | 0 | 0 | 32.8298 | -117.1398 | 1 | rooftop | 5225 | Kearny Villa Way |  |  | San Diego | CA | San Diego County | 92123 | US | San Diego Geographic Information Source - JPA
APCD2020-PTO-003445 | Active | 2020-02-24 | [34H] California Certified Emergency Standby Engine | UCSD | Valerie Fanning | SIO 9500 Gilman Dr Dept 0089 San Diego, CA | 92093 | I | Emergency Diesel Engine Generator: Caterpillar Model C175-20 DM8854-02, S/N BXR01999; Engine Family JCPXL106.NZS; tier 2 certified; 5646 bhp rated; turbocharged with air cooler; driving a 4 MW emergency electrical generator | 1 | 0 | 0 | 0 | 1 | Diesel |  | 646 | 481.7222 | 2021-06-29 | 38.80 | 2022-07-21 | 60.20 | 21.4 | 10308.8551 | 9.3645 | 32.8758 | -117.2396 | 0.9 | rooftop | 9500 | Gilman Dr | Dept | 89 | LA Jolla | CA | San Diego County | 92093 | US | San Diego Geographic Information Source - JPA
APCD2020-PTO-003452 | Active | 2020-03-09 | [34H] California Certified Emergency Standby Engine | City of SD, Public Utilities Department, Wastewater Collection Division | Facility Manager | 1800 Oro Vista Road San Diego, CA | 92154 | S | Emergency Engine: Kohler, Model KG2204T, 2.2L, 63.9 BHP, NG fired, Engine Family No. KKHXB2.237DT, S/N D190205126; equipped with an electronic air to fuel ratio controller driving a 30-kW generator. Add on controls: NETT Technologies, Model: T-series, 3-way catalyst, S/N T15-4024 | 0 | 0 | 0 | 0 | 0 | Natural Gas | 30 | 63.9 | 30 | 2022-06-23 | 24.00 | 2022-06-23 | 27.50 | 3.5 | 105 | 0.076257 | 32.5643 | -117.0791 | 1 | range_interpolation | 1800 | Oro Vista Rd |  |  | San Diego | CA | San Diego County | 92154 | US | TIGER/LineÂ® dataset from the US Census Bureau
APCD2020-PTO-003453 | Active | 2020-03-09 | [34H] California Certified Emergency Standby Engine | City of SD, Public Utilities Department, Wastewater Collection Deptartment | Facility Manager | 5393 Sunglow Court San Diego, CA | 92117 | M | Emergency Engine: Kohler, Model: KG2204T, 2.2L, 63.9 BHP, NG fired, Engine Family No. JKHXB2.237DT, S/N D181202566; equipped with an electronic air to fuel ratio controller driving a 30-kW generator. Add on controls: NETT Technologies, Model: T-series, 3-way catalyst, S/N T15-4025. | 0 | 0 | 0 | 0 | 0 | Natural Gas | 30 | 63.9 | 30 | 2021-06-10 | 8.50 | 2021-06-10 | 12.00 | 3.5 | 105 | 0.076257 | 32.8414 | -117.1755 | 1 | rooftop | 5393 | Sunglow Ct |  |  | San Diego | CA | San Diego County | 92117 | US | Sandoval
APCD2020-PTO-003454 | Active | 2020-03-10 | [34H] California Certified Emergency Standby Engine | 15th & Island - Parkside | Ben Serabian | 1475 Island Ave San Diego, CA | 92101 | N | Emergency Diesel Engine Generator: Perkins, Model 2206D-E13TAG3 rated at 619 bhp, S/N TGDF5332N04424C, Engine Family: GCPXL12.5NYS, EPA Tier 3 certified engine; driving a 400-kW emergency electrical generator. Annual testing and maintenance limit: 20 hours | 1 | 0 | 0 | 0 | 1 | Diesel | 400 | 619 | 400 | 2021-09-09 | 13.00 | 2022-07-11 | 39.60 | 26.6 | 10640 | 9.6653 | 32.7103 | -117.1508 | 1 | range_interpolation | 1475 | Island Ave |  |  | San Diego | CA | San Diego County | 92101 | US | TIGER/LineÂ® dataset from the US Census Bureau
APCD2020-PTO-003456 | Active | 2020-03-16 | [34H] California Certified Emergency Standby Engine | Scripps Health | Patrick Tam | 2205 Vista Way Oceanside, CA | 92054 | C | Emergency Diesel Engine Generator: Cummins, Model QSX15-G9, S/N 80223305; Model Year 2019; Engine Family KCEXL015.AAJ; Tier 2 certified; 755 bhp rated; driving a 500 kW emergency electrical generator. | 1 | 0 | 0 | 0 | 1 | Diesel | 500 | 755 | 500 | 2021-06-22 | 19.90 | 2022-07-28 | 51.90 | 32 | 16000 | 14.5343 | 33.1825 | -117.3385 | 1 | rooftop | 2205 | Vista Way |  |  | Oceanside | CA | San Diego County | 92054 | US | San Diego Geographic Information Source - JPA
APCD2020-PTO-003457 | Active | 2020-03-19 | [34H] California Certified Emergency Standby Engine | USN Amphibious Base Coronado | Craig Haverstick | BLDG 505 Naval Amphobious Base Silver Strand Bl Coronado, CA | 92155 | O | Emergency Diesel Engine Generator: FPT Industrial, Model F4HE9685A*J rated at 279 bhp, S/N 0172949, Engine Family: KFPXL06.7DGS, EPA Tier 3 certified engine; driving a 150-kW generator | 1 | 0 | 0 | 0 | 1 | Diesel | 150 | 279 | 150 | 2022-04-27 | 9.60 | 2022-04-27 | 10.80 | 1.2 | 180 | 0.16351 | 32.6992 | -117.2096 | 0.5 | place |  |  |  |  | Coronado | CA | San Diego County | 92118 | US | TIGER/LineÂ® dataset from the US Census Bureau
APCD2020-PTO-003458 | Active | 2020-03-19 | [34W] Registered Engine (Rule 12) | Desert Ironwoods Resort | Robert Hipchen | 4875 Highway 78 Borrego Springs, CA | 92004 | D | Emergency Diesel Engine Generator: Cummins, Model 6A3 4-G1, S/N 53134953; Model Year 1991; 50 bhp rated; driving an emergency electrical generator | 1 | 0 | 0 | 0 | 1 | Diesel |  | 50 | 37.285 | 2021-12-31 | 827.10 | 2022-04-01 | 849.10 | 22 | 820.27 | 0.74513 | 33.1497 | -116.1826 | 1 | rooftop | 4875 | Highway 78 |  |  | Borrego Springs | CA | San Diego County | 92004 | US | San Diego Geographic Information Source - JPA
APCD2020-PTO-003462 | Active | 2020-03-23 | [34H] California Certified Emergency Standby Engine | UCSD | Valerie Fanning | 9280 Regent Road - Generator A San Diego, CA | 92093 | I | Emergency Diesel Engine Generator: John Deere (Kohler), Model 6068HFG85 (200REOZJF), 315 BHP, S/N PE6068N013031, Engine Family KJDXL13.5103, Tier 3 certified; driving a 200-kW emergency electrical generator. Annual testing and maintenance limit: 21.5 hours. | 1 | 0 | 0 | 0 | 1 | Diesel | 200 | 315 | 200 | 2021-06-22 | 11.20 | 2022-07-21 | 16.70 | 5.5 | 1100 | 0.99923 | 32.8755 | -117.2234 | 0.79 | nearest_rooftop_match | 9270 | Regents Rd |  |  | LA Jolla | CA | San Diego County | 92037 | US | San Diego Geographic Information Source - JPA
APCD2020-PTO-003463 | Active | 2020-03-23 | [34H] California Certified Emergency Standby Engine | UCSD | Valerie Fanning | 9280 Regent Road - Generator BC San Diego, CA | 92093 | I | Emergency Diesel Engine Generator: John Deere (Kohler), Model 6135HF485 (350REOZJ), 538 BHP, S/N RG6135L036201, Engine Family KJDXL13.5103, Tier 3 certified; driving a 350-kW emergency electrical generator. Annual testing and maintenance limit: 21.5 hours. | 1 | 0 | 0 | 0 | 1 | Diesel | 350 | 538 | 350 | 2021-06-22 | 11.10 | 2022-07-25 | 16.30 | 5.2 | 1820 | 1.6533 | 32.8755 | -117.2234 | 0.79 | nearest_rooftop_match | 9270 | Regents Rd |  |  | LA Jolla | CA | San Diego County | 92037 | US | San Diego Geographic Information Source - JPA
APCD2020-PTO-003464 | Active | 2020-03-23 | [34H] California Certified Emergency Standby Engine | UCSD | Valerie Fanning | 9280 Regent Road - Generator D San Diego, CA | 92093 | I | Emergency Diesel Engine Generator: John Deere (Kohler), Model 6135HF485 (350REOZJ), 538 BHP, S/N RG6135L036218, Engine Family KJDXL13.5103, Tier 3 certified; driving a 350-kW emergency electrical generator. Annual testing and maintenance limit: 21.5 hours. | 1 | 0 | 0 | 0 | 1 | Diesel | 350 | 538 | 350 | 2021-06-22 | 11.40 | 2022-07-25 | 17.20 | 5.8 | 2030 | 1.844 | 32.8755 | -117.2234 | 0.79 | nearest_rooftop_match | 9270 | Regents Rd |  |  | LA Jolla | CA | San Diego County | 92037 | US | San Diego Geographic Information Source - JPA
APCD2020-PTO-003465 | Active | 2020-03-23 | [34H] California Certified Emergency Standby Engine | UCSD | Valerie Fanning | 9280 Regent Road - Generator E San Diego, CA | 92093 | I | Emergency Diesel Engine Generator: John Deere (Kohler), Model 6135HF485 (350REOZJ), 538 BHP, S/N RG6135L036223, Engine Family KJDXL13.5103, Tier 3 certified; driving a 350-kW emergency electrical generator. Annual testing and maintenance limit: 21.5 hours. | 1 | 0 | 0 | 0 | 1 | Diesel | 350 | 538 | 350 | 2021-06-22 | 11.20 | 2022-07-25 | 16.80 | 5.6 | 1960 | 1.7805 | 32.8755 | -117.2234 | 0.79 | nearest_rooftop_match | 9270 | Regents Rd |  |  | LA Jolla | CA | San Diego County | 92037 | US | San Diego Geographic Information Source - JPA
APCD2020-PTO-003468 | Active | 2020-03-26 | [34H] California Certified Emergency Standby Engine | The Glen at Scripps Ranch CCRC LLC | Ben French | 9800 Glen Center Dr San Diego, CA | 92131 | F | Emergency Diesel Engine Generator: John Deere, Model 6090HFG86A, S/N: RG6090L135528; Model Year 2018; Engine Family JJDXL09.0114; Tier 3 certified; 463 bhp rated; equipped with Johnson Matthey diesel particular filter, Model SDPF-2-N-CS-BITO-6/6-LP, S/N: 909384-1, driving a 300 kW emergency electrical generator. | 1 | 0 | 0 | 0 | 1 | Diesel | 300 | 463 | 300 | 2021-07-07 | 39.30 | 2022-06-28 | 60.50 | 21.2 | 6360 | 5.7774 | 32.7241 | -117.1709 | 0.5 | place |  |  |  |  | San Diego | CA | San Diego County | 92101 | US | TIGER/LineÂ® dataset from the US Census Bureau
APCD2020-PTO-003469 | Active | 2020-03-31 | [34H] California Certified Emergency Standby Engine | Lantern Crest Senior Living | Jeff Ammerman | 300 Lantern Crest Way Santee, CA | 92071 | H | Emergency Engine: Generac, Model: SG230, 374 BHP, natural gas fired, Engine Family No. KGNXB14.22C1, S/N G9197001874; certified with an electronic air to fuel ratio controller and 3-way catalyst driving a 230-kW generator. | 0 | 0 | 1 | 0 | 1 | Natural Gas | 230 | 374 | 230 | [5 empty] | 0 | 0 | 32.8311 | -116.9594 | 1 | rooftop | 300 | Lantern Crest Way |  |  | Santee | CA | San Diego County | 92071 | US | San Diego Geographic Information Source - JPA
APCD2020-PTO-003470 | Active | 2020-04-01 | [34H] California Certified Emergency Standby Engine | Kilroy Realty, L.P. | Sarah Santos | 12830 El Camino Real San Diego, CA | 92130 | M | Emergency Diesel Engine Generator: Cummins, Model QSX15-G9, 755 BHP, S/N 80153106, Engine Family KCEXL015.AAJ, Tier 2 certified; driving a 500-kW emergency electrical generator. | 1 | 0 | 0 | 0 | 1 | Diesel | 500 | 755 | 500 | 2021-05-12 | 21.90 | 2022-09-02 | 39.90 | 18 | 9000 | 8.1755 | 32.9506 | -117.2363 | 1 | rooftop | 12830 | El Camino Real |  |  | San Diego | CA | San Diego County | 92130 | US | City of San Diego
APCD2020-PTO-003471 | Active | 2020-04-02 | [34H] California Certified Emergency Standby Engine | Chula Vista Fire Department | Ramon Huizar | 1715 Millenia Avenue Chula Vista, CA | 91915 | R | Emergency Diesel Engine Generator: John Deere (Kohler), Model 6068HFG82 (1800REOZJG), 284 BHP, S/N PE6068N014112, Engine Family KJDXL06.8120, Tier 3 certified; driving a 180-kW emergency electrical generator. | 1 | 0 | 0 | 0 | 1 | Diesel | 180 | 284 | 180 | 2022-06-14 | 41.45 | 2022-06-14 | 46.15 | 4.7 | 846 | 0.7685 | 32.6165 | -116.968 | 0.86 | nearest_rooftop_match | 1755 | Millenia Ave |  |  | Chula Vista | CA | San Diego County | 91915 | US | San Diego Geographic Information Source - JPA
APCD2020-PTO-003472 | Active | 2020-04-08 | [34H] California Certified Emergency Standby Engine | Lakeside Fire Protection District | H. Lawler | 14008 Hwy 8 Business El Cajon, CA | 92021 | L | Emergency Diesel Engine: John Deere (Kohler), Model 6068HF285K (150REOZJF), 237 BHP, S/N PE6068N013767, Engine Family KJDXL06.8120, Tier 3 certified; driving a 150-kW emergency electrical generator. Annual testing and maintenance limit: 22 hours. | 1 | 0 | 0 | 0 | 1 | Diesel | 150 | 237 | 150 | 2021-06-08 | 15.15 | 2021-06-08 | 23.65 | 8.5 | 1275 | 1.1582 | 32.776 | -116.8806 | 0.5 | place |  |  |  |  | El Cajon | CA | San Diego County | 92019 | US | TIGER/LineÂ® dataset from the US Census Bureau
APCD2020-PTO-003475 | Active | 2020-04-14 | [34W] Registered Engine (Rule 12) | Costco Gasoline Facility #403 | Jeff Wynns | 101 Town Center Parkway Santee, CA | 92071 | H | Emergency Diesel Engine Generator: John Deere, Model 4039TF001, S/N TO4039T402713; Model Year 1993; 110 bhp rated; driving an emergency electrical generator. (Tier 0) | 1 | 0 | 0 | 0 | 1 | Diesel |  | 110 | 82.027 | 2022-01-01 | 574.00 | 2022-01-01 | 579.00 | 5 | 410.135 | 0.37256 | 32.842 | -116.9875 | 1 | rooftop | 101 | Town Center Pkwy |  |  | Santee | CA | San Diego County | 92071 | US | Sandoval
APCD2020-PTO-003478 | Active | 2020-04-23 | [34H] California Certified Emergency Standby Engine | Julian Community Services District | Harry Seifert | 730 Farmers Road Julian, CA | 92036 | D | Emergency Diesel Engine: Cummins, Model QSB4.5 CM850, S/N 21832944; Engine Family 8CEXL0275AAG; Tier 3 certified; 126 bhp rated; driving a 60-kW emergency generator. | 1 | 0 | 0 | 0 | 1 | Diesel | 60 | 126 | 60 | 2021-06-22 |  | 2021-06-22 | 181.50 |  | 0 | 0 | 33.1125 | -116.6024 | 1 | range_interpolation | 730 | Farmer Rd |  |  | Julian | CA | San Diego County | 92036 | US | TIGER/LineÂ® dataset from the US Census Bureau
APCD2020-PTO-003479 | Active | 2020-04-28 | [34W] Registered Engine (Rule 12) | Julian Community Services District | Harry Seifert | 2656 Farmers Road Julian, | 92036 | D | Emergency Engine: John Deere (LIbby), Model: MEP-806A, 84BHP, diesel fired, S/N RZJ00846; Manufacture Year: 1994, driving a 60-kW generator. | 1 | 0 | 0 | 0 | 1 | Diesel | 60 | 84 | 60 | 2021-06-22 |  | 2021-06-22 | 1137.60 |  | 0 | 0 | 33.0803 | -116.6041 | 1 | rooftop | 2656 | Farmer Rd |  |  | Julian | CA | San Diego County | 92036 | US | San Diego Geographic Information Source - JPA
APCD2020-PTO-003480 | Active | 2020-04-29 | [34H] California Certified Emergency Standby Engine | Sweetwater Authority Water District | Brian Jennette | 1441 Manchester St National City, CA | 91950 | Q | Emergency Diesel Engine: Cummins, Model QSB7-G5 NR3, 325 BHP, S/N 74508416, Engine Family KCEXL0409AAD, 2019, Tier 3 certified; driving a 150-kW emergency electrical generator. Annual testing and maintenance limit: 21.1 hours. | 1 | 0 | 0 | 0 | 1 | Diesel | 150 | 325 | 150 | 2021-10-22 | 16.90 | 2021-10-22 | 22.10 | 5.2 | 780 | 0.70855 | 32.687 | -117.0663 | 1 | range_interpolation | 1441 | Manchester St |  |  | National City | CA | San Diego County | 91950 | US | TIGER/LineÂ® dataset from the US Census Bureau
APCD2020-PTO-003481 | Active | 2020-04-30 | [34H] California Certified Emergency Standby Engine | San Diego International Airport | Chris Rose | 3270 & 3272 Admiral Boland Bl San Diego, CA | 92101 | N | Emergency Diesel Engine Generator: John Deere, Model 6135HFG75, S/N RG6135G012269; Model Year 2019; Engine Family KJDXL13.5132; Tier 2 certified; 755 bhp rated; driving a 475 kW emergency electrical generator. | 1 | 0 | 0 | 0 | 1 | Diesel | 475 | 755 | 475 | 2021-07-09 | 25.77 | 2022-04-28 | 47.50 | 21.73 | 10321.75 | 9.3762 | 32.7241 | -117.1709 | 0.5 | place |  |  |  |  | San Diego | CA | San Diego County | 92101 | US | TIGER/LineÂ® dataset from the US Census Bureau
APCD2020-PTO-003482 | Active | 2020-05-01 | [34H] California Certified Emergency Standby Engine | Family Health Centers of San Diego | Daniel Etsy | 3420 College Ave San Diego, CA | 92115 | J | Emergency Diesel Engine Generator: John Deere, Model 4045HF285I, 158 BHP, S/N PE4045N016395, Engine Family JJDXL04.5119, Tier 3 certified; driving a 100-kW emergency electrical generator. | 1 | 0 | 0 | 0 | 1 | Diesel | 100 | 158 | 100 | 2021-07-07 | 12.90 | 2021-07-07 | 14.10 | 1.2 | 120 | 0.10901 | 32.7438 | -117.0537 | 1 | rooftop | 3420 | College Ave |  |  | San Diego | CA | San Diego County | 92115 | US | San Diego Geographic Information Source - JPA
APCD2020-PTO-003486 | Active | 2020-05-13 | [34H] California Certified Emergency Standby Engine | Abzena, Inc. | George Picone | 8810 Rehco Road San Diego, CA | 92121 | G | Emergency Diesel Engine Generator: Volvo Penta, Model TWD1643GE, S/N 2016129815; Model Year 2019; Engine Family KVPXL16.1ACW; Tier 2 certified; 903 bhp rated; driving a 600 kW emergency electrical generator. | 1 | 0 | 0 | 0 | 1 | Diesel | 600 | 903 | 600 | 2021-12-31 | 17.20 | 2022-05-25 | 46.80 | 29.6 | 17760 | 16.1331 | 32.8825 | -117.1712 | 1 | rooftop | 8810 | Rehco Rd |  |  | San Diego | CA | San Diego County | 92121 | US | San Diego Geographic Information Source - JPA
APCD2020-PTO-003487 | Active | 2020-05-15 | [34H] California Certified Emergency Standby Engine | Tandem Diabetes Care | Frank Haslinger | 6495 Marindustry Place San Diego, CA | 92121 | G | Emergency Diesel Engine Generator: John Deere, Model 6068HFG82, S/N PE6068N014406; Model Year 2019; Engine Family KJDXL06.8120; Tier 3 certified; 284 bhp rated; driving a 180 kW emergency electrical generator. | 1 | 0 | 0 | 0 | 1 | Diesel | 180 | 284 | 180 | 2021-12-31 | 3.20 | 2022-05-27 | 22.39 | 19.19 | 3454.2 | 3.1378 | 32.8813 | -117.1769 | 1 | range_interpolation | 6495 | Marindustry Pl |  |  | San Diego | CA | San Diego County | 92121 | US | TIGER/LineÂ® dataset from the US Census Bureau
APCD2020-PTO-003488 | Active | 2020-05-18 | [34H] California Certified Emergency Standby Engine | Sea World San Diego | Shari Sehlhorst | 500 Sea World Dr San Diego, CA | 92109 | I | Emergency Diesel Engine Generator: Generac, Model SD080 rated at 131 bhp, S/N 01644987, Engine Family: JFPXL06.7DGB, EPA Tier 3 certified engine; driving a 80-kW emergency electrical generator. | 1 | 0 | 0 | 0 | 1 | Diesel | 80 | 131 | 80 | [5 empty] | 0 | 0 | 32.7611 | -117.2219 | 1 | range_interpolation | 500 | Sea World Dr |  |  | San Diego | CA | San Diego County | 92109 | US | TIGER/LineÂ® dataset from the US Census Bureau
APCD2020-PTO-003491 | Active | 2020-05-21 | [34H] California Certified Emergency Standby Engine | Cutwater Spirits | Karen Bozier | 9750 Distribution Ave. San Diego, CA | 92121 | G | Emergency Engine: Generac, Model Generac, S/N 3005705093, 636 BHP, NG fired, Engine Family No. LGNXB21.92C1; certified with TWC, ECM, and HO2S driving a 350-kW generator. | 0 | 0 | 0 | 0 | 0 | Natural Gas | 350 | 636 | 350 | 2022-06-03 | 7.80 | 2022-06-03 | 13.90 | 6.1 | 2135 | 1.5506 | 32.8846 | -117.1637 | 1 | rooftop | 9750 | Distribution Ave |  |  | San Diego | CA | San Diego County | 92121 | US | San Diego Geographic Information Source - JPA
APCD2020-PTO-003492 | Active | 2020-05-21 | [34H] California Certified Emergency Standby Engine | Rancho Santa Fe Fire Protection District | Dave McQuead | 2604 Overlook Point Drive Escondido, CA | 92029 | D | Emergency Diesel Engine Generator: John Deere, Model 6068HF285K, 237 BHP, S/N PE6068N014169, Engine Family KJDXL06.8120, Tier 3 certified; driving a 154-kW emergency electrical generator. Annual testing and maintenance limit: 31 hours. | 1 | 0 | 0 | 0 | 1 | Diesel | 154 | 237 | 154 | 2021-06-30 | 23.90 | 2021-06-30 | 31.20 | 7.3 | 1124.2 | 1.0212 | 33.1021 | -117.1248 | 1 | rooftop | 2604 | Overlook Point Dr |  |  | Escondido | CA | San Diego County | 92029 | US | San Diego Geographic Information Source - JPA
APCD2020-PTO-003493 | Active | 2020-05-22 | [34H] California Certified Emergency Standby Engine | CA State University San Marcos (CSUSM) | Scott Loyd | 288 Campus Way San Marcos, CA | 92078 | E | Emergency Diesel Engine Generator: John Deere 6090HF484 rated at 385 bhp, S/N RG6090L136777, Engine Family: KJDXL09.0114, EPA Tier 3 certified engine; driving an 250-kW emergency electrical generator. | 1 | 0 | 0 | 0 | 1 | Diesel | 250 | 385 | 250 | [5 empty] | 0 | 0 | 33.1342 | -117.1602 | 1 | rooftop | 288 | Campus Way |  |  | San Marcos | CA | San Diego County | 92078 | US | Sandoval
APCD2020-PTO-003495 | Active | 2020-05-26 | [34H] California Certified Emergency Standby Engine | Hotel Del Coronado | Michael Denison | 1500 Orange Ave Coronado, CA | 92118 | O | Emergency Diesel Engine Generator: John Deere, Model 6068HF285K rated at 237 bhp, S/N PE6068N013172, Engine Family: KJDXL06.8120, EPA Tier 3 certified engine; driving a 150-kw generator. | 1 | 0 | 0 | 0 | 1 | Diesel | 150 | 237 | 150 | 2021-05-26 | 12.50 | 2022-08-11 | 35.70 | 23.2 | 3480 | 3.1612 | 32.6812 | -117.1781 | 1 | rooftop | 1500 | Orange Ave |  |  | Coronado | CA | San Diego County | 92118 | US | San Diego Geographic Information Source - JPA
APCD2020-PTO-003498 | Active | 2020-06-01 | [34H] California Certified Emergency Standby Engine | UCSD | Valerie Fanning | 9500 Gilman Dr Dept 0089 San Diego, CA | 92093 | I | Emergency Diesel Engine Generator: Caterpillar, Model C18, S/N FST02266; Model Year 2019; Engine Family KCPXL18.1NYS; Tier 2 certified; 923 bhp rated; driving a 600 kW emergency electrical generator. | 1 | 0 | 0 | 0 | 1 | Diesel | 600 | 923 | 600 | 2021-06-23 | 21.10 | 2021-07-21 | 40.30 | 19.2 | 11520 | 10.4647 | 32.8758 | -117.2396 | 0.9 | rooftop | 9500 | Gilman Dr | Dept | 89 | LA Jolla | CA | San Diego County | 92093 | US | San Diego Geographic Information Source - JPA
APCD2020-PTO-003499 | Active | 2020-06-01 | [34H] California Certified Emergency Standby Engine | UC San Diego Health System - Thornton | Jason Peterson | 9300 Campus Point Drive La Jolla, CA | 92037 | I | Emergency Diesel Engine Generator: Deutz, Model TD2.9 L4, S/N 12358881; Model Year 2019; Engine Family KDZXL02.9020; Tier 4 certified; 74 bhp rated; driving a 42 kW emergency electrical generator. | 1 | 0 | 0 | 0 | 1 | Diesel | 42 | 74 | 42 | 2021-08-27 | 116.70 | 2021-08-27 | 116.70 | 0 | 0 | 0 | 32.8752 | -117.2232 | 1 | rooftop | 9300 | Campus Point Dr |  |  | LA Jolla | CA | San Diego County | 92037 | US | San Diego Geographic Information Source - JPA
APCD2020-PTO-003500 | Active | 2020-06-02 | [34H] California Certified Emergency Standby Engine | City of Carlsbad | Jesse Castaneda | 5950 El Camino Real (Storage) Carlsbad, CA | 92008 | C | Emergency Diesel Engine Pump: Isuzu, Model CP-4LE2X, S/N 4LE2-823648; Model Year 2019; Engine Family KSZXL02.2PXC; Tier 4 certified; 66 bhp rated; driving a 2290 gpm emergency direct drive pump. | 1 | 0 | 0 | 0 | 1 | Diesel |  | 66 | 49.2162 | 2021-06-10 | 1.70 | 2022-08-19 | 5.70 | 4 | 196.8648 | 0.17883 | 33.1331 | -117.2699 | 1 | range_interpolation | 5950 | El Camino Real |  |  | Carlsbad | CA | San Diego County | 92008 | US | TIGER/LineÂ® dataset from the US Census Bureau
APCD2020-PTO-003502 | Active | 2020-06-03 | [34H] California Certified Emergency Standby Engine | USMC Base Public Utilities U15 | Air Quality Section | Bldg 20817 Camp Pendleton, CA | 92055 | A | Emergency Diesel Engine Generator: John Deere (Kohler), Model 6068HF285K (150REOZJF), 237 BHP, S/N PE6068N008977, Engine Family JJDXL06.8120, Tier 3 certified with DFI, TC, CAC; driving a 150-kW emergency electrical generator. | 1 | 0 | 0 | 0 | 1 | Diesel | 150 | 237 | 150 | [5 empty] | 0 | 0 | 33.3877 | -117.4448 | 0.5 | place |  |  |  |  | Camp Pendleton | CA | San Diego County | 92055 | US | TIGER/LineÂ® dataset from the US Census Bureau
APCD2020-PTO-003503 | Active | 2020-06-08 | [34W] Registered Engine (Rule 12) | Rincon del Diablo Municipal Water District | Karen Falk | 1920 North Iris Lane Escondido, CA | 92026 | B | Emergency Diesel Engine:John Deere (Kohler), Model: 4239DF001 (30R0ZJ81), 80 BHP, S/N TO4239D225459 (254098); Manufacture Year: 1990, driving a 30-kW generator | 1 | 0 | 0 | 0 | 1 | Diesel | 30 | 80 | 30 | 2021-11-02 | 252.40 | 2021-11-02 | 254.80 | 2.4 | 72 | 0.065404 | 33.1527 | -117.0953 | 1 | range_interpolation | 1920 | N Iris Ln |  |  | Escondido | CA | San Diego County | 92026 | US | TIGER/LineÂ® dataset from the US Census Bureau
APCD2020-PTO-003504 | Active | 2020-06-10 | [34H] California Certified Emergency Standby Engine | San Miguel Fire Protection District | Art Camarena | 727 E. Bradley Ave El Cajon, CA | 92021 | L | Emergency Engine: Kohler, Model: KG2204T, 64.1 BHP, LPG fired, Engine Family No. KKHXB2.237NT, S/N D191014531; certified with ECM, O2S, EM; driving a 30-kW generator. Add on controls: NETT Technologies, Model: T-Series, 3-way catalyst, S/N T15-4082. | 0 | 0 | 0 | 0 | 0 | LPG | 30 | 64.1 | 30 | [5 empty] | 0 | 0 | 32.8182 | -116.9517 | 1 | rooftop | 727 | E Bradley Ave |  |  | El Cajon | CA | San Diego County | 92021 | US | San Diego Geographic Information Source - JPA
APCD2020-PTO-003508 | Active | 2020-06-15 | [34H] California Certified Emergency Standby Engine | HV Companies | Ron Pehle | 625 Broadway San Diego, CA | 92101 | N | Emergency Diesel Engine Generator: Kohler, Model 300REOZJ rated at 463 bhp, S/N RG6090L130700, Engine Family: HJDXL09.0114, EPA Tier 3 certified engine; driving a 300-kW emergency electrical generator. | 1 | 0 | 0 | 0 | 1 | Diesel | 300 | 463 | 300 | [5 empty] | 0 | 0 | 32.7155 | -117.1588 | 1 | rooftop | 625 | Broadway |  |  | San Diego | CA | San Diego County | 92101 | US | San Diego Geographic Information Source - JPA
APCD2020-PTO-003510 | Active | 2020-06-16 | [34H] California Certified Emergency Standby Engine | Gilead Sciences, Inc. | Kristine Muller | 4010 Ocean Ranch Blvd Oceanside, CA | 92056 | C | Emergency Diesel Two-Engine Generator: AB Volvo, Model TAD1641GE, 757 BHP, S/N 2016129578 & 2016129598, Engine Family KVPXL16.1ACC, Tier 2 certified; combined driving a Generac Model MD1000 Gemini Engine 1000-kW emergency electrical generator. | 1 | 0 | 0 | 0 | 1 | Diesel | 1000 | 757 | 1000 | 2021-06-08 | 20.50 | 2022-08-17 | 27.90 | 7.4 | 7400 | 6.7221 | 33.2132 | -117.3041 | 1 | rooftop | 4010 | Ocean Ranch Blvd |  |  | Oceanside | CA | San Diego County | 92056 | US | San Diego Geographic Information Source - JPA
APCD2020-PTO-003511 | Active | 2020-06-16 | [34H] California Certified Emergency Standby Engine | Gilead Sciences, Inc. | Kristine Muller | 4010 Ocean Ranch Blvd Oceanside, CA | 92056 | C | Emergency Diesel Two-Engine Generator: AB Volvo, Model TAD1641GE, 757 BHP, S/N 2016127878 & 2016127891, Engine Family KVPXL16.1ACC, Tier 2 certified; combined driving a Generac Model MD1000 Gemini Engine 1000-kW emergency electrical generator. | 1 | 0 | 0 | 0 | 1 | Diesel | 1000 | 757 | 1000 | 2021-06-08 | 20.90 | 2022-08-17 | 27.70 | 6.8 | 6800 | 6.1771 | 33.2132 | -117.3041 | 1 | rooftop | 4010 | Ocean Ranch Blvd |  |  | Oceanside | CA | San Diego County | 92056 | US | San Diego Geographic Information Source - JPA
APCD2020-PTO-003514 | Active | 2020-06-22 | [34H] California Certified Emergency Standby Engine | US Customs & Border Protection | Environmental Compliance | Mile Marker 67.5 Interstate (5) San Clemente, CA | 92674 | A | Emergency Diesel Engine Generator: Caterpillar, Model C9, S/N S9P02133; Model Year 2019; Engine Family KCPXL08.8NZS; Tier 3 certified; 480 bhp rated; driving a 250 kW emergency electrical generator. | 1 | 0 | 0 | 0 | 1 | Diesel | 250 | 480 | 250 | [5 empty] | 0 | 0 | 33.4012 | -117.5947 | 0.66 | nearest_rooftop_match | 105 | Ave San Diego |  | 5 | San Clemente | CA | Orange County | 92672 | US | Orange
APCD2020-PTO-003518 | Active | 2020-06-29 | [34H] California Certified Emergency Standby Engine | UCSD | Valerie Fanning | 9500 Gilman Dr - NTPLL #2 San Diego, CA | 92093 | I | Emergency Diesel Engine Generator: Caterpillar, Model C18, S/N FST02267; Model Year 2019; Engine Family KCPXL18.01NYS; Tier 2 certified; 923 bhp rated; driving a 600 kW emergency electrical generator; Annual testing and maintenance limit: 47.0 hours. | 1 | 0 | 0 | 0 | 1 | Diesel | 600 | 923 | 600 | 2021-06-23 | 26.30 | 2022-07-25 | 44.60 | 18.3 | 10980 | 9.9742 | 32.8758 | -117.2396 | 0.9 | rooftop | 9500 | Gilman Dr | Dept | 2 | LA Jolla | CA | San Diego County | 92093 | US | San Diego Geographic Information Source - JPA
APCD2020-PTO-003519 | Active | 2020-06-29 | [34H] California Certified Emergency Standby Engine | UCSD | Valerie Fanning | 9500 Gilman Dr - NTPLL #2 San Diego, CA | 92093 | I | Emergency Diesel Engine Generator: Caterpillar, Model C27, S/N MJE05057; Model Year 2019; Engine Family KCPXL27.0NZS; Tier 2 certified; 1214 bhp rated; driving a 800 kW emergency electrical generator; Annual testing and maintenance limit: 47.0 hours. | 1 | 0 | 0 | 0 | 1 | Diesel | 800 | 214 | 800 | 2021-06-23 | 26.10 | 2022-07-22 | 29.90 | 3.8 | 3040 | 2.7615 | 32.8758 | -117.2396 | 0.9 | rooftop | 9500 | Gilman Dr | Dept | 2 | LA Jolla | CA | San Diego County | 92093 | US | San Diego Geographic Information Source - JPA
APCD2020-PTO-003520 | Active | 2020-06-29 | [34H] California Certified Emergency Standby Engine | Apple Inc | Kate Phin | 9455 Towne Center Drive San Diego, CA | 92121 | G | Emergency Diesel Engine Generator: FPT, Model F4HE9685A*J , 279 BHP, S/N 01598410, Engine Family JFPXL06.7DGS, Tier 3 certified; driving a 150-kW Generac SD150 emergency electrical generator. | 1 | 0 | 0 | 0 | 1 | Diesel | 150 | 279 | 150 | 2021-12-31 | 7.00 | 2022-07-20 | 22.70 | 15.7 | 2355 | 2.1393 | 32.8789 | -117.2065 | 0.95 | rooftop | 9455 | Towne Centre Dr |  |  | San Diego | CA | San Diego County | 92121 | US | San Diego Geographic Information Source - JPA
APCD2020-PTO-003523 | Active | 2020-07-09 | [34H] California Certified Emergency Standby Engine | Slough TPSP LLC | Mark Egan | 11011 N Torrey Pines San Diego, CA | 92037 | I | Emergency Diesel Engine Generator: John Deere, Model 4045HF285I, 158 BHP, S/N S/N PE4045N023200, Engine Family KJDXL04.5119, Tier 3 certified; driving a 118-kW emergency electrical generator. | 1 | 0 | 0 | 0 | 1 | Diesel | 118 | 158 | 118 | 2022-05-10 | 19.70 | 2022-05-10 | 21.90 | 2.2 | 259.6 | 0.23582 | 32.9059 | -117.2419 | 1 | rooftop | 11011 | N Torrey Pines Rd |  |  | LA Jolla | CA | San Diego County | 92037 | US | San Diego Geographic Information Source - JPA
APCD2020-PTO-003524 | Active | 2020-07-09 | [34H] California Certified Emergency Standby Engine | Olivenhain Municipal Water District | Dave Smith | 1966 Olivenhain Road ENCINITAS, CA | 92024 | E | Emergency Diesel Engine Generator: John Deere, Model 6135HFG84, 538 BHP, S/N RG6135L036080 , Engine Family KJDXL13.5146, Tier 3 certified; driving a 360-kW Kohler 350REOZJB emergency electrical generator. | 1 | 0 | 0 | 0 | 1 | Diesel | 360 | 538 | 360 | 2021-12-31 | 6.60 | 2022-04-08 | 17.60 | 11 | 3960 | 3.5972 | 33.067 | -117.2474 | 1 | rooftop | 1966 | Olivenhain Rd |  |  | Encinitas | CA | San Diego County | 92024 | US | San Diego Geographic Information Source - JPA
APCD2020-PTO-003525 | Active | 2020-07-15 | [34H] California Certified Emergency Standby Engine | Plexium | Hai Blankinship | 11494 Sorrento Valley Rd San Diego, CA | 92020 | L | Emergency Diesel Engine Generator: John Deere, Model 4045HF2851, 158 BHP, S/N PE4045N024430, Engine Family KJDXL04.5119, Tier 3 certified; driving a 100-kW Kohler 100REOZJF emergency electrical generator. | 1 | 0 | 0 | 0 | 1 | Diesel | 100 | 158 | 100 | [5 empty] | 0 | 0 | 32.9103 | -117.231 | 1 | rooftop | 11494 | Sorrento Valley Rd |  |  | San Diego | CA | San Diego County | 92121 | US | San Diego Geographic Information Source - JPA
APCD2020-PTO-003530 | Active | 2020-07-21 | [34H] California Certified Emergency Standby Engine | Happy Lab Services | Carol Carpenter | 9874 Via De La Amistad Suite B San Diego, CA | 92154 | S | Emergency Diesel Engine Generator: John Deere, Model 4045TF290J, S/N PE4045R137447; Model Year 2019; Engine Family KJDXL04.5214; Tier 3 certified; 75 bhp rated; driving a 50 kW emergency electrical generator. | 1 | 0 | 0 | 0 | 1 | Diesel | 50 | 75 | 50 | 2021-09-09 |  | 2021-09-09 |  |  | 0 | 0 | 32.5533 | -116.933 | 1 | rooftop | 9874 | Via De La Amistad | Ste | B | San Diego | CA | San Diego County | 92154 | US | San Diego Geographic Information Source - JPA
APCD2020-PTO-003536 | Active | 2020-08-06 | [34H] California Certified Emergency Standby Engine | County of San Diego Parks and Recreation Dept | Mike Hubbell | 4945 Heise Park Road Julian, CA | 92036 | D | Emergency propane engine: Make Cummins, Model QSJ5.9G-G2, S/N F190588780, rated at 100.3 bhp, EPA certified of engine family number KCEXB05.9ARB, equipped with Miratech three-way catalyst: Model MN-08-03F-HSG-0, S/N MN-1431, with air to fuel ratio controller, driving a 74.8 KW generator. | 0 | 0 | 0 | 1 | 1 | Propane | 48 | 100.3 | 48 | 2021-10-21 |  | 2021-10-21 | 142.50 |  | 0 | 0 | 33.0398 | -116.5932 | 0.9 | nearest_rooftop_match | 4942 | Heise Park Rd |  |  | Julian | CA | San Diego County | 92036 | US | San Diego Geographic Information Source - JPA
APCD2020-PTO-003538 | Active | 2020-08-11 | [34H] California Certified Emergency Standby Engine | County of San Diego - Descanso | Patrick Broe | 9545 River Dr Descanso, CA | 91916 | D | Emergency Diesel Engine Generator: Kohler, Model KDI 3404 TCR, S/N 4833804440; Model Year 2018; Engine Family JKHXL3.36TCG; Tier 3 certified; 94 bhp rated; driving a 40 kW emergency electrical generator. | 1 | 0 | 0 | 0 | 1 | Diesel | 40 | 94 | 40 | 2021-10-08 | 91.60 | 2021-10-08 | 97.80 | 6.2 | 248 | 0.22528 | 32.8597 | -116.6138 | 1 | rooftop | 9545 | River Dr |  |  | Descanso | CA | San Diego County | 91916 | US | San Diego Geographic Information Source - JPA
APCD2020-PTO-003539 | Active | 2020-08-11 | [34H] California Certified Emergency Standby Engine | County of San Diego - Potrero |  | 28804 Old Highway 80 Pine Valley, CA | 91962 | R | Emergency Diesel Engine Generator: Kohler, Model KDI 3404 TCR, S/N 482903140; Model Year 2018; Engine Family JKHXL3.36TCG; Tier 3 certified; 94 bhp rated; driving a 40 kW emergency electrical generator. | 1 | 0 | 0 | 0 | 1 | Diesel | 40 | 94 | 40 | 2022-03-09 | 54.90 | 2022-03-09 | 56.00 | 1.1 | 44 | 0.039969 | 32.8241 | -116.5307 | 1 | rooftop | 28804 | Old Highway 80 |  |  | Pine Valley | CA | San Diego County | 91962 | US | San Diego Geographic Information Source - JPA
APCD2020-PTO-003541 | Active | 2020-08-13 | [34H] California Certified Emergency Standby Engine | Self-Realization Fellowship Church |  | 16455 Old Guejito Grade Road Escondido, CA | 92027 | D | Emergency Diesel Engine Generator: John Deere, Model 6090HF484, 385 BHP, S/N RG6090L139953, Engine Family LJDXL09.0114, Tier 3 certified; driving a 250-kW emergency electrical generator. (Grove) | 1 | 0 | 0 | 0 | 1 | Diesel | 250 | 385 | 250 | [5 empty] | 0 | 0 | 33.158 | -116.9751 | 1 | rooftop | 16455 | Old Guejito Grade Rd |  |  | Escondido | CA | San Diego County | 92027 | US | San Diego Geographic Information Source - JPA
APCD2020-PTO-003542 | Active | 2020-08-13 | [34H] California Certified Emergency Standby Engine | Self-Realization Fellowship Church |  | 16455 Old Guejito Grade Road Escondido, CA | 92027 | D | Emergency Diesel Engine Generator: John Deere, Model 6090HF484, 385 BHP, S/N RG6090L139662, Engine Family LJDXL09.0114, Tier 3 certified; driving a 250-kW emergency electrical generator. (Maintenance) | 1 | 0 | 0 | 0 | 1 | Diesel | 250 | 385 | 250 | [5 empty] | 0 | 0 | 33.158 | -116.9751 | 1 | rooftop | 16455 | Old Guejito Grade Rd |  |  | Escondido | CA | San Diego County | 92027 | US | San Diego Geographic Information Source - JPA
APCD2020-PTO-003543 | Active | 2020-08-18 | [34H] California Certified Emergency Standby Engine | Wawanesa General Insurance Company | Linda Thomas | 7650 Mission Valley Road San Diego, CA | 92108 | M | Emergency Diesel Engine Generator: John Deere, Model 6068HF285K, S/N PE6068N015140; Model Year 2020; Engine Family LJDXL06.8120; Tier 3 certified; 237 bhp rated; driving a 154 kW emergency electrical generator. | 1 | 0 | 0 | 0 | 1 | Diesel | 154 | 237 | 154 | [5 empty] | 0 | 0 | 32.7792 | -117.1553 | 1 | rooftop | 7650 | Mission Valley Rd |  |  | San Diego | CA | San Diego County | 92108 | US | San Diego Geographic Information Source - JPA
APCD2020-PTO-003550 | Active | 2020-08-21 | [34H] California Certified Emergency Standby Engine | Pacific BioSciences | Jennifer Robinson | 6965 Lusk Blvd San Diego, CA | 92121 | G | Emergency Diesel Engine Generator: Kohler, Model KD27V12, 1195 BHP, S/N 2019 16 1046 , Engine Family KLHAL45.0ESP, Tier 2 certified; driving a 750-kW emergency electrical generator. | 1 | 0 | 0 | 0 | 1 | Diesel | 750 | 1195 | 750 | 2021-12-31 | 17.45 | 2022-05-20 | 33.35 | 15.9 | 11925 | 10.8326 | 32.901 | -117.209 | 1 | rooftop | 6965 | Lusk Blvd |  |  | San Diego | CA | San Diego County | 92121 | US | San Diego Geographic Information Source - JPA
APCD2020-PTO-003551 | Active | 2020-08-21 | [34H] California Certified Emergency Standby Engine | BioMed Realty 10421 Wateridge | Rosa Correia | 10421 Wateridge Ave San Diego, CA | 92121 | G | Emergency Diesel Engine Generator: John Deere, Model 6090HFG86A, 463 BHP, S/N RG6090L140751, Engine Family LJDXL09.0114, Tier 3 certified; driving a 300-kW emergency electrical generator. | 1 | 0 | 0 | 0 | 1 | Diesel | 300 | 463 | 300 | 2021-12-31 | 7.80 | 2022-05-20 | 20.10 | 12.3 | 3690 | 3.352 | 32.8992 | -117.2076 | 1 | rooftop | 10421 | Wateridge Cir |  |  | San Diego | CA | San Diego County | 92121 | US | San Diego Geographic Information Source - JPA
APCD2020-PTO-003552 | Active | 2020-08-24 | [34H] California Certified Emergency Standby Engine | SDG&E Cuyamaca Energy Plant | Senior Environmental Specialist | 200 N Johnson Ave El Cajon, CA | 92020 | L | Emergency/Black-start Natural Gas Engine: Caterpillar Model G3512, S/N CATG3511PE2P00212; Engine Family HCPXB51.8CZL; lean burn controlled; 1114 bhp rated; turbocharged with charge air cooler; driving a 750 kW emergency generator. | 0 | 0 | 1 | 0 | 1 | Natural Gas | 750 | 114 | 750 | 2022-01-01 | 47.20 | 2022-01-01 | 48.40 | 1.2 | 900 | 0.65363 | 32.7964 | -116.9717 | 0.99 | rooftop | 200.5 | N Johnson Ave |  |  | El Cajon | CA | San Diego County | 92020 | US | San Diego Geographic Information Source - JPA
APCD2020-PTO-003556 | Active | 2020-08-26 | [34H] California Certified Emergency Standby Engine | Golden Ticket, LLC | Karl Gailey | 2715 Loker Ave West Carlsbad, CA | 92010 | C | Emergency Diesel Engine Generator: Caterpillar, Model C4.4, S/N E5G06176; Model Year 2020; Engine Family LPKXL04.4NP1; Tier 3 certified; 96 bhp rated; driving a 60 kW emergency electrical generator | 1 | 0 | 0 | 0 | 1 | Diesel | 60 | 96 | 60 | 2021-12-08 | 3.70 | 2022-07-20 | 24.20 | 20.5 | 1230 | 1.1173 | 33.1331 | -117.2591 | 1 | range_interpolation | 2715 | Loker Ave W |  |  | Carlsbad | CA | San Diego County | 92010 | US | TIGER/LineÂ® dataset from the US Census Bureau
APCD2020-PTO-003557 | Active | 2020-08-27 | [34H] California Certified Emergency Standby Engine | Triton Algae Innovation | Dave Schroeder | 11760 Sorrento Valley Rd, Ste P San Diego, CA | 92121 | G | Emergency Diesel Engine Generator: John Deere, Model 4012HF285K, S/N PE4045N023158; Model Year 2019; Engine Family KJDXL06.8120; Tier 3 certified; 197 bhp rated; driving a 125 kW emergency electrical generator | 1 | 0 | 0 | 0 | 1 | Diesel | 125 | 197 | 125 | 2022-04-22 | 11.40 | 2022-04-22 | 21.20 | 9.8 | 1225 | 1.1128 | 32.9143 | -117.2352 | 1 | rooftop | 11760 | Sorrento Valley Rd | Ste | P | San Diego | CA | San Diego County | 92121 | US | San Diego Geographic Information Source - JPA
APCD2020-PTO-003560 | Active | 2020-09-02 | [34H] California Certified Emergency Standby Engine | USMC MCAS Miramar 3rd MAW | Luis Eria | MCAS Miramar Bldg. 9181 San Diego, CA | 92145 | H | Emergency Diesel Engine Generator: Kukje Machinery, Model D3400T-Gen1, S/N TP9J00706; Model Year 2020; Engine Family KKMCL3.41D43; Tier 3 certified; 85 bhp rated; equipped with a Miratech LTRV2-2-2.5-XR1 DPF; driving a 50 kW emergency electrical generator. | 1 | 0 | 0 | 0 | 1 | Diesel | 50 | 85 | 50 | 2022-01-01 | 39.80 | 2022-01-01 | 42.90 | 3.1 | 155 | 0.1408 | 32.8795 | -117.1612 | 1 | street_center |  | Miramar Rd |  |  | San Diego | CA | San Diego County | 92121 | US | TIGER/LineÂ® dataset from the US Census Bureau
APCD2020-PTO-003562 | Active | 2020-09-10 | [34H] California Certified Emergency Standby Engine | County of San Diego | Thomas Rathgeb | 44605 Old Highway 80 Jacumba Hot Springs, CA | 91934 | R | Emergency Diesel Engine Generator: Kohler, Model KDI 3404TCR, 94 BHP, S/N 4829003860, Engine Family JKHXL3.36TCG, Tier 3 certified with DOC and EGR; driving a 50-kW emergency electrical generator. | 1 | 0 | 0 | 0 | 1 | Diesel | 50 | 94 | 50 | 2022-03-15 | 24.50 | 2022-03-15 | 25.40 | 0.9 | 45 | 0.040878 | 32.6175 | -116.1787 | 1 | range_interpolation | 44605 | Old Hwy 80 |  |  | Jacumba | CA | San Diego County | 91934 | US | TIGER/LineÂ® dataset from the US Census Bureau
APCD2020-PTO-003563 | Active | 2020-09-14 | [34H] California Certified Emergency Standby Engine | County of San Diego - Potrero | Thomas Rathgeb | 24883 Potrero Valley Rd Potrero, CA | 91963 | R | Emergency Diesel Engine Generator: Kohler, Model KDI 3404TCR, 94 BHP, S/N 4829203160, Engine Family JKHXL3.36TCG, Tier 3 certified with DOC and EGR; driving a 50-kW emergency electrical generator. | 1 | 0 | 0 | 0 | 1 | Diesel | 50 | 94 | 50 | 2022-03-15 | 268.80 | 2022-03-15 | 270.30 | 1.5 | 75 | 0.068129 | 32.611 | -116.6126 | 1 | rooftop | 24883 | Potrero Valley Rd |  |  | Potrero | CA | San Diego County | 91963 | US | San Diego Geographic Information Source - JPA
APCD2020-PTO-003564 | Active | 2020-09-14 | [34H] California Certified Emergency Standby Engine | County of San Diego - Campo | Ronald Rudd | 31356 CA-94 Campo, CA | 91906 | R | Emergency Diesel Engine Generator: Kohler, Model KDI 3404TCR, 94 BHP, S/N 4829203130, Engine Family JKHXL3.36TCG, Tier 3 certified with DOC and EGR; driving a 50-kW emergency electrical generator. | 1 | 0 | 0 | 0 | 1 | Diesel | 50 | 94 | 50 | 2022-03-09 | 56.80 | 2022-03-09 | 57.80 | 1 | 50 | 0.04542 | 32.628 | -116.4733 | 1 | range_interpolation | 31356 | Hwy 94 |  |  | Campo | CA | San Diego County | 91906 | US | TIGER/LineÂ® dataset from the US Census Bureau
APCD2020-PTO-003567 | Active | 2020-09-16 | [34H] California Certified Emergency Standby Engine | San Diego Gas & Electric |  | 35871 Mountain Circle Drive Julian, CA | 92036 | D | Emergency Engine: Kohler, Model: KG6208, 103 BHP (LPG), 98 BHP (NG), LPG/NG (dual fuel) fired, Engine Family No. LKHXB06.2NLP & LKHXB06.2NNG, S/N OE20200899; equipped with an electronic air to fuel ratio controller driving a 40-kW generator. Add on controls: NETT Technologies, Model: TG series, 3-way catalyst. | 0 | 0 | 0 | 0 | 0 | LPG | 40 | 103 | 40 | 2021-08-12 | 94.80 | 2021-08-12 | 101.10 | 6.3 | 252 | 0.25016 | 33.0066 | -116.5862 | 1 | rooftop | 35871 | Mountain Circle Dr |  |  | Julian | CA | San Diego County | 92036 | US | San Diego Geographic Information Source - JPA
APCD2020-PTO-003570 | Active | 2020-09-16 | [34H] California Certified Emergency Standby Engine | Majestic Pines Community Services District | David Shenk | 1405 Banner Road Julian, CA | 92036 | D | Emergency Diesel Engine Generator: John Deere, Model 4045TF150, 99 BHP, S/N PE4045T293908, Engine Family 3JDXL06.8014, Tier 1 certified; driving a 60-kW emergency electrical generator. Stack height: 15 feet. Annual testing and maintenance limit: 8.2 hours. | 1 | 0 | 0 | 0 | 1 | Diesel | 60 | 99 | 60 | 2021-12-31 | 360.50 | 2022-03-24 | 368.10 | 7.6 | 456 | 0.41423 | 33.0769 | -116.5901 | 1 | range_interpolation | 1405 | Banner Rd |  |  | Julian | CA | San Diego County | 92036 | US | TIGER/LineÂ® dataset from the US Census Bureau
APCD2020-PTO-003574 | Active | 2020-09-23 | [34H] California Certified Emergency Standby Engine | Scantibodies Laboratory, Inc. | Alberto Ibarra | 9336 Abraham Way Santee, CA | 92071 | H | Emergency Diesel Engine (ATCM Portable): Isuzu, Model BP-4LE2X, S/N 4LE2-813799; Engine Family KSZXL02.2PXB; Tier 4 certified; 64 bhp rated; driving a 38-kW emergency generator. | 1 | 0 | 0 | 0 | 1 | Diesel | 38 | 64 | 38 | [5 empty] | 0 | 0 | 32.8457 | -116.9644 | 1 | rooftop | 9336 | Abraham Way |  |  | Santee | CA | San Diego County | 92071 | US | San Diego Geographic Information Source - JPA
APCD2020-PTO-003575 | Active | 2020-09-23 | [34H] California Certified Emergency Standby Engine | San Miguel Fire Protection District | Art Camarena | 2140 Dehesa Rd El Cajon, CA | 92019 | L | Emergency Engine: Kohler, Model: KG2204T, 64.1 BHP, LPG fired, Engine Family No. KKHXB2.237NT, S/N D191215700; equipped with an electronic air to fuel ratio controller driving a 30-kW generator. Add on controls: NETT Technologies, Model: T-series, 3-way catalyst, S/N T15-4083. | 0 | 0 | 0 | 0 | 0 | LPG | 30 | 64.1 | 30 | 2021-06-08 | 5.60 | 2021-06-08 | 9.10 | 3.5 | 105 | 0.10424 | 32.7882 | -116.9048 | 1 | rooftop | 2140 | Dehesa Rd |  |  | El Cajon | CA | San Diego County | 92019 | US | San Diego Geographic Information Source - JPA
APCD2020-PTO-003577 | Active | 2020-09-25 | [34H] California Certified Emergency Standby Engine | City of San Diego - College Ranch Hydro Pump Station | Salvador Coria | 8717 Lake Ashmore Dr. San Diego, CA | 92119 | J | Emergency Diesel Engine: Caterpillar model C19, S/N S9P01730; Engine Family JCPXL08.8NZS; tier 3 certified; 480 bhp rated; turbocharged with charge air cooler; driving an 300 kW emergency generator. | 1 | 0 | 0 | 0 | 1 | Diesel | 300 | 480 | 300 | [5 empty] | 0 | 0 | 32.7988 | -117.011 | 1 | range_interpolation | 8717 | Lake Ashmere Dr |  |  | San Diego | CA | San Diego County | 92119 | US | TIGER/LineÂ® dataset from the US Census Bureau
APCD2020-PTO-003586 | Active | 2020-10-02 | [34H] California Certified Emergency Standby Engine | Poseida Therapeutics | Danielle Campbell | 4575 Eastgate Mall San Diego, CA | 92121 | G | Emergency Diesel Engine Generator: John Deere, Model 6135HFG675, 755 BHP, S/N RG6135G012113, Engine Family KJDXL13.5132, Tier 3 certified; driving a 500-kW emergency electrical generator. | 1 | 0 | 0 | 0 | 1 | Diesel | 500 | 755 | 500 | 2022-05-31 | 26.60 | 2022-05-31 | 32.10 | 5.5 | 2750 | 2.4981 | 32.8788 | -117.2085 | 1 | rooftop | 4575 | Eastgate Mall |  |  | San Diego | CA | San Diego County | 92121 | US | San Diego Geographic Information Source - JPA
APCD2020-PTO-003589 | Active | 2020-10-07 | [34H] California Certified Emergency Standby Engine | Bosa Development California, Inc. | Louis Nasr | 702 Broadway San Diego, CA | 92101 | N | Emergency Diesel Engine Generator: Mitsubish, Model S16R-Y2PTAW2-1, S/N 23525; Model Year 2018; Engine Family JMVXL65.4BBA; Tier 2 certified; 2923 bhp rated; driving a 2000 kW emergency electrical generator. | 1 | 0 | 0 | 0 | 1 | Diesel | 2000 | 923 | 2000 | [5 empty] | 0 | 0 | 32.7161 | -117.158 | 1 | rooftop | 702 | Broadway |  |  | San Diego | CA | San Diego County | 92101 | US | San Diego Geographic Information Source - JPA
APCD2020-PTO-003590 | Active | 2020-10-08 | [34H] California Certified Emergency Standby Engine | San Diego Gas & Electric Company | Kevin Dickison | 4949 Greencraig Lane San Diego, CA | 92123 | J | Emergency Diesel Engine Generator: John Deere, Model 6090HF484, S/N RG6090L141022; Model Year 2020; Engine Family LJDXL09.0114; Tier 3 certified; 385 bhp rated; driving a 250 kW emergency electrical generator. | 1 | 0 | 0 | 0 | 1 | Diesel | 250 | 385 | 250 | 2021-07-08 | 3.60 | 2021-07-08 | 6.60 | 3 | 750 | 0.68129 | 32.8268 | -117.1239 | 1 | rooftop | 4949 | Greencraig Ln |  |  | San Diego | CA | San Diego County | 92123 | US | Sandoval
APCD2020-PTO-003591 | Active | 2020-10-08 | [34W] Registered Engine (Rule 12) | Koehler Kraft Co Inc | CF Koehler | 2302 Shelter Island Dr San Diego, CA | 92106 | I | Registration of auxiliary diesel crane engine: Cummins, Model 855N, S/N 421723, rated at 160 bhp, Model Year 1968, non-certified of engine, powering nonmobile operations of a 1968 P&H TC 90 crane. | 1 | 0 | 0 | 0 | 1 | Diesel |  | 160 | 119.312 | 2022-01-26 | 358.00 | 2022-01-26 | 389.20 | 31.2 | 3722.5344 | 3.3815 | 32.7185 | -117.2234 | 1 | rooftop | 2302 | Shelter Island Dr |  |  | San Diego | CA | San Diego County | 92106 | US | San Diego Geographic Information Source - JPA
APCD2020-PTO-003593 | Active | 2020-10-14 | [34H] California Certified Emergency Standby Engine | Commander Navy Region Southwest N45/Air | Vanessa Capestany | 750 Pacific Highway San Diego, Ca | 92132 | N | Emergency Diesel Engine Generator: MTU, Model 18V2000G76S, 1838 BHP, S/N 5462000030, Engine Family KMDDL40.1GNR , Tier 2 certified; driving a 1250-kW emergency electrical generator. Annual testing and maintenance limit: 11.9 hours. | 1 | 0 | 0 | 0 | 1 | Diesel | 250 | 1838 | 250 | [5 empty] | 0 | 0 | 32.7131 | -117.1712 | 1 | range_interpolation | 750 | Pacific Hwy |  |  | San Diego | CA | San Diego County | 92110 | US | TIGER/LineÂ® dataset from the US Census Bureau
APCD2020-PTO-003595 | Active | 2020-10-15 | [34H] California Certified Emergency Standby Engine | Vista Industrial LLC c/o CBRE, Inc. | Jane Thomas | 2760 Progress St Vista, CA | 92081 | B | Emergency Diesel Engine: Cummins, Model QSB6.7, S/N 74587216; Model Year 2019; Engine Family KCEXL0409AAB; Tier 3 certified; 295 bhp rated; driving a 2000 gpm emergency fire pump. | 1 | 0 | 0 | 0 | 1 | Diesel |  | 295 | 219.9815 | 2021-09-21 | 28.43 | 2022-08-04 | 60.61 | 32.18 | 7079.0047 | 6.4305 | 33.1478 | -117.2275 | 1 | rooftop | 2760 | Progress St |  |  | Vista | CA | San Diego County | 92081 | US | San Diego Geographic Information Source - JPA
APCD2020-PTO-003597 | Active | 2020-10-19 | [34H] California Certified Emergency Standby Engine | Prime Now LLC - UCA6 | Matthew Whynot | 2727 Kurtz Street San Diego, CA | 92110 | I | Emergency Diesel Engine Generator: MTU America, Model 16V2000G86S, S/N 5452000206; Model Year 2019; Engine Family KMDDL40.1GNR; Tier 2 certified; 1839 bhp rated; driving a 1000 kW emergency electrical generator. Annual testing and maintenance limit: 17 hours. | 1 | 0 | 0 | 0 | 1 | Diesel | 1000 | 839 | 1000 | 2021-12-28 | 14.30 | 2021-12-28 | 28.37 | 14.07 | 14070 | 12.7811 | 32.7499 | -117.2011 | 1 | rooftop | 2727 | Kurtz St |  |  | San Diego | CA | San Diego County | 92110 | US | San Diego Geographic Information Source - JPA
APCD2020-PTO-003600 | Active | 2020-10-23 | [34H] California Certified Emergency Standby Engine | Yuima Municipal Water District | Amy Reeh | 11155 San Gabriel Way Valley Center, CA | 92082 | B | Emergency Diesel Engine Generator: Caterpillar, Model C32, S/N PRH08670; Model Year 2020; Engine Family LCPXL32.0NZS; Tier 2 certified; 1474 bhp rated; driving a 1000 kW emergency electrical generator. | 1 | 0 | 0 | 0 | 1 | Diesel | 1000 | 474 | 1000 | [5 empty] | 0 | 0 | 33.3154 | -117.0916 | 1 | rooftop | 11155 | San Gabriel Way |  |  | Valley Center | CA | San Diego County | 92082 | US | San Diego Geographic Information Source - JPA
APCD2020-PTO-003601 | Active | 2020-10-26 | [34H] California Certified Emergency Standby Engine | BP3-SD4 5580 Morehouse Drive LLC, a Delaware limited liability company | John Mercer | 5580 Morehouse Dr San Diego, CA | 92121 | G | Emergency Diesel Engine Generator: Perkins, Model 2206D-E13TAG3, S/N TGDF5332N10296F; Model Year 2020; Engine Family LCPXL12.5NYS; Tier 3 certified; 583 bhp rated; driving a 400 kW emergency electrical generator; Annual testing and maintenance limit: 39 hours. | 1 | 0 | 0 | 0 | 1 | Diesel | 400 | 583 | 400 | 2021-12-31 | 4.20 | 2022-04-29 | 16.70 | 12.5 | 5000 | 4.542 | 32.897 | -117.199 | 1 | rooftop | 5580 | Morehouse Dr |  |  | San Diego | CA | San Diego County | 92121 | US | San Diego Geographic Information Source - JPA
APCD2020-PTO-003603 | Active | 2020-10-27 | [34H] California Certified Emergency Standby Engine | Commander Navy Region Southwest | Craig Haverstick | 2150 La Posta Rd.,,Camp Michael Monsoor, CQC Bldg. Campo, CA | 91906 | R | Emergency Diesel Engine Generator: John Deere, Model 4045HFC28, S/N PE4045N015346, 110 BHP, Engine Family JJDXL04.5119, Tier 3 certified; driving a 1500 gpm emergency fire pump. | 1 | 0 | 0 | 0 | 1 | Diesel |  | 110 | 82.027 | 2022-06-15 | 0.00 | 2022-06-15 | 0.00 | 0 | 0 | 0 | 32.6685 | -116.4246 | 1 | rooftop | 2150 | LA Posta Rd |  |  | Campo | CA | San Diego County | 91906 | US | San Diego Geographic Information Source - JPA
APCD2020-PTO-003604 | Active | 2020-10-27 | [34H] California Certified Emergency Standby Engine | Source Bioscience | John Mercer | 6696 Mesa Ridge Rd San Diego, CA | 92121 | G | Emergency Diesel Engine Generator: FPT Industrial S.p.A., Model F2CE9685A-E, 389 BHP, S/N E00-032911 , Engine Family KFPXL08.7TR3, Tier 3 certified; driving a 200-kW emergency electrical generator. | 1 | 0 | 0 | 0 | 1 | Diesel | 200 | 389 | 200 | 2021-12-31 | 82.70 | 2022-05-26 | 90.70 | 8 | 1600 | 1.4534 | 32.9024 | -117.1752 | 1 | rooftop | 6696 | Mesa Ridge Rd |  |  | San Diego | CA | San Diego County | 92121 | US | San Diego Geographic Information Source - JPA
APCD2020-PTO-003607 | Active | 2020-10-28 | [34H] California Certified Emergency Standby Engine | Contour Propco 1735 S Mission LLC | Glen Cummins | 1735 S Mission Rd Fallbrook, CA | 92028 | A | Emergency Diesel Engine Generator: FPT Industrial, Model F4HE9685A*J, S/N 01736181; Model Year 2019; Engine Family KFPXL06.7DGS; Tier 3 certified; 279 bhp rated; driving a 150 kW emergency electrical generator. | 1 | 0 | 0 | 0 | 1 | Diesel | 150 | 279 | 150 | 2021-07-20 | 0.00 | 2021-07-20 | 7.20 | 7.2 | 1080 | 0.98106 | 33.3616 | -117.2501 | 1 | rooftop | 1735 | S Mission Rd |  |  | Fallbrook | CA | San Diego County | 92028 | US | San Diego Geographic Information Source - JPA
APCD2020-PTO-003608 | Active | 2020-10-29 | [34H] California Certified Emergency Standby Engine | BP3-SD6 5550-5590 Morehouse Redevelopment CP1, CP2, CP3 | Ben Serabian | 5590 Morehouse Dr San Diego, CA | 92121 | G | Emergency Diesel Engine Generator: FPT, Model F4HE9685A*J, 279 BHP, S/N 01771952, Engine Family LFPXL06.7DGS, Tier 3 certified; driving a 175-kW Generac SD175 emergency electrical generator. | 1 | 0 | 0 | 0 | 1 | Diesel | 175 | 279 | 175 | 2021-12-31 | 4.70 | 2022-04-29 | 23.90 | 19.2 | 3360 | 3.0522 | 32.8964 | -117.198 | 1 | rooftop | 5590 | Morehouse Dr |  |  | San Diego | CA | San Diego County | 92121 | US | San Diego Geographic Information Source - JPA
APCD2020-PTO-003609 | Active | 2020-10-29 | [34H] California Certified Emergency Standby Engine | Encinitas Beach Hotel Joint Venture | Crysta Campbell | 2100 N Coast Hwy 101 Encinitas, CA | 92024 | E | Emergency Diesel Engine Generator: John Deere, Model 6068HF285, S/N PE6068N014315; Model Year 2019; Engine Family KJDXL06.8120; Tier 3 certified; 237 bhp rated; driving a 150 kW emergency electrical generator. | 1 | 0 | 0 | 0 | 1 | Diesel | 150 | 237 | 150 | [5 empty] | 0 | 0 | 33.0819 | -117.3085 | 1 | range_interpolation | 2100 | N Coast Highway 101 |  |  | Encinitas | CA | San Diego County | 92024 | US | TIGER/LineÂ® dataset from the US Census Bureau
APCD2020-PTO-003614 | Active | 2020-11-04 | [34H] California Certified Emergency Standby Engine | County of San Diego | Patrick Broe | 3360 E Mission Rd San Diego, CA | 92123 | J | Emergency Engine: Generac, Model: F08.9GSV1O6AO, 142 BHP, propane fired, Engine Family No. JGNXB0S.92O2, S/N 3003085751, with electronic air to fuel ratio controller; equipped with Johnson Matthey three-way catalyst: Model MC6D-98-4T/4, UIN 2120000S-00, Catalyst Module Part No. AX6-11583, Lot No. 151A005957; driving an 80-kW generator. | 0 | 0 | 0 | 1 | 1 | Propane | 80 | 142 | 80 | [5 empty] | 0 | 0 | 33.3905 | -117.1902 | 0.9 | rooftop | 3360 | E Mission Rd |  |  | Fallbrook | CA | San Diego County | 92028 | US | San Diego Geographic Information Source - JPA
APCD2020-PTO-003615 | Active | 2020-11-04 | [34H] California Certified Emergency Standby Engine | DEXCOM Inc. | Rosanne Iwaniki | 10455 Pacific Center Court San Diego, CA | 92121 | G | Emergency Diesel Engine: Kohler (Liebherr Machines Bulle SA), Model KD27V12, S/N 2020 16 0684; Engine Family LLHAL45.0ESP; Tier 2 certified; 1195 bhp rated; driving a 800-kW emergency generator. | 1 | 0 | 0 | 0 | 1 | Diesel | 800 | 195 | 800 | 2021-12-31 | 4.96 | 2022-07-21 | 14.83 | 9.87 | 7896 | 7.1727 | 32.9076 | -117.1875 | 1 | rooftop | 10455 | Pacific Center Ct |  |  | San Diego | CA | San Diego County | 92121 | US | Sandoval
APCD2020-PTO-003616 | Active | 2020-11-09 | [34H] California Certified Emergency Standby Engine | San Diego Gas & Electric | Elaine Halvorson | 6875 Consolidated Way San Diego, CA | 92121 | G | Emergency Diesel Engine Generator: John Deere, Model 6090HFG86A, S/N RG6090L141376; Model Year 2020; Engine Family LJDXL09.0114; Tier 3 certified; 436 bhp rated; driving a 300 kW emergency electrical generator. | 1 | 0 | 0 | 0 | 1 | Diesel | 300 | 436 | 300 | 2021-07-27 | 2.90 | 2021-07-27 | 10.00 | 7.1 | 2130 | 1.9349 | 32.8763 | -117.1664 | 1 | rooftop | 6875 | Consolidated Way |  |  | San Diego | CA | San Diego County | 92121 | US | San Diego Geographic Information Source - JPA
APCD2020-PTO-003622 | Active | 2020-11-17 | [34H] California Certified Emergency Standby Engine | RMA Fertility Clinic | Chad Adamos | 4510 Executive Dr San Diego, CA | 92121 | G | Emergency Diesel Engine Generator: Perkins, Model 1104D-44TA, 161 BHP, S/N E5G06208, Engine Family LPKXL04.4NR1, Tier 3 certified; driving a Caterpillar C4.4 100-kW emergency electrical generator. | 1 | 0 | 0 | 0 | 1 | Diesel | 100 | 161 | 100 | 2021-12-31 | 5.70 | 2022-05-12 | 18.80 | 13.1 | 1310 | 1.19 | 32.8762 | -117.2108 | 1 | rooftop | 4510 | Executive Dr |  |  | San Diego | CA | San Diego County | 92121 | US | San Diego Geographic Information Source - JPA
APCD2020-PTO-003623 | Active | 2020-11-17 | [34H] California Certified Emergency Standby Engine | United States Marine Corps | Nick Sesing | Well 41611 Camp Pendleton, CA | 92055 | A | Emergency Diesel Engine Generator: John Deere, Model 6068HFG85A, 315 BHP, S/N PE6068N015196, Engine Family LJDXL13.5103, Tier 3 certified; driving a Kohler 200REOZJF 200-kW emergency electrical generator. | 1 | 0 | 0 | 0 | 1 | Diesel | 200 | 315 | 200 | [5 empty] | 0 | 0 | 33.3877 | -117.4448 | 0.5 | place |  |  |  |  | Camp Pendleton | CA | San Diego County | 92055 | US | TIGER/LineÂ® dataset from the US Census Bureau
APCD2020-PTO-003625 | Active | 2020-11-25 | [34H] California Certified Emergency Standby Engine | Certis Oncology Solutions Inc | Scott Arnold | 5626 Oberlin Dr San Diego, CA | 92121 | G | Emergency Diesel Engine Generator: John Deere, Model 4045HF285H, 133 BHP, S/N PE4045N026879, Family Number LJDXL04.5119; Tier 3 certified driving an 81-kW electrical generator. | 1 | 0 | 0 | 0 | 1 | Diesel | 81 | 133 | 81 | 2021-12-31 | 0.20 | 2022-05-20 | 9.70 | 9.5 | 769.5 | 0.69901 | 32.8924 | -117.1973 | 1 | rooftop | 5626 | Oberlin Dr |  |  | San Diego | CA | San Diego County | 92121 | US | San Diego Geographic Information Source - JPA
APCD2020-PTO-003627 | Active | 2020-12-02 | [34H] California Certified Emergency Standby Engine | USMC MCAS Miramar | Luis Eria | Bldg 9266 San Diego, CA | 92145 | H | Emergency Diesel Engine Generator: Caterpillar, Model C7.1, S/N 45501972; Model Year 2019; Engine Family KPKXL01.0PW1; Tier 3 certified; 247 bhp rated; driving a 150 kW emergency electrical generator. | 1 | 0 | 0 | 0 | 1 | Diesel | 150 | 247 | 150 | 2022-01-01 | 28.70 | 2022-01-01 | 31.30 | 2.6 | 390 | 0.35427 | 32.7241 | -117.1709 | 0.5 | place |  |  |  |  | San Diego | CA | San Diego County | 92101 | US | TIGER/LineÂ® dataset from the US Census Bureau
APCD2020-PTO-003628 | Active | 2020-12-02 | [34H] California Certified Emergency Standby Engine | USMC MCAS Miramar | Luis Eria | Bldg 9268 San Diego, CA | 92145 | H | Emergency Diesel Engine Generator: Caterpillar, Model C7.1, S/N 45502958; Model Year 2020; Engine Family LPKXL07.0PW1; Tier 3 certified; 229 bhp rated; driving a 125 kW emergency electrical generator | 1 | 0 | 0 | 0 | 1 | Diesel | 125 | 229 | 125 | 2022-01-01 | 23.30 | 2022-01-01 | 26.40 | 3.1 | 387.5 | 0.352 | 32.7241 | -117.1709 | 0.5 | place |  |  |  |  | San Diego | CA | San Diego County | 92101 | US | TIGER/LineÂ® dataset from the US Census Bureau
APCD2020-PTO-003632 | Active | 2020-12-11 | [34H] California Certified Emergency Standby Engine | Marriott Spring Hill Suites Carlsbad | Ana Almada | 3136 Carlsbad Blvd Carlsbad, CA | 92008 | C | Emergency Diesel Engine Generator: John Deere, Model 4024HF285B, S/N PE4024L143294; Model Year 2013; Engine Family DJDXL04.5141; Tier 3 certified; 80 bhp rated; driving a 60 kW emergency electrical generator. | 1 | 0 | 0 | 0 | 1 | Diesel | 60 | 80 | 60 | 2021-12-14 | 1.50 | 2022-07-15 | 19.50 | 18 | 1080 | 0.98106 | 33.1564 | -117.3503 | 1 | rooftop | 3136 | Carlsbad Blvd |  |  | Carlsbad | CA | San Diego County | 92008 | US | San Diego Geographic Information Source - JPA
APCD2020-PTO-003640 | Active | 2020-12-22 | [34H] California Certified Emergency Standby Engine | Genmark Diagnostics | Randy Minnier | 6221 El Camino Real Carlsbad, CA | 92008 | C | Emergency Diesel Engine Generator: Liebherr Machines Bulle SA, Model KD27V12, 1195 BHP, S/N 2020-16-0691, Engine Family LLHAL45.0ESP, Tier 2 certified; driving a 800-kW emergency electrical generator. | 1 | 0 | 0 | 0 | 1 | Diesel | 800 | 1195 | 800 | 2021-07-21 | 5.48 | 2022-01-01 | 14.50 | 9.02 | 7216 | 6.555 | 33.1242 | -117.2674 | 1 | rooftop | 6221 | El Camino Real |  |  | Carlsbad | CA | San Diego County | 92009 | US | San Diego Geographic Information Source - JPA
APCD2020-PTO-003641 | Active | 2020-12-22 | [34H] California Certified Emergency Standby Engine | Genmark Diagnostics | Randy Minnier | 6221 El Camino Real Carlsbad, CA | 92008 | C | Emergency Diesel Engine Generator: Liebherr Machines Bulle SA, Model KD27V12, 1195 BHP, S/N 2020-16-0795, Engine Family LLHAL45.0ESP, Tier 2 certified; driving a 800-kW emergency electrical generator. | 1 | 0 | 0 | 0 | 1 | Diesel | 800 | 1195 | 800 | 2021-07-27 | 5.59 | 2022-01-01 | 14.70 | 9.11 | 7288 | 6.6204 | 33.1242 | -117.2674 | 1 | rooftop | 6221 | El Camino Real |  |  | Carlsbad | CA | San Diego County | 92009 | US | San Diego Geographic Information Source - JPA
APCD2020-PTO-003643 | Active | 2020-12-23 | [34H] California Certified Emergency Standby Engine | KR Kettner, LLC | Brendan Summers | 2100 Kettner Blvd San Diego, CA | 92101 | N | Emergency Diesel Engine Generator: John Deere, Model 4045HF285I, S/N PE4045N026132; Model Year 2020; Engine Family LJDXL04.5119; Tier 3 certified; 158 bhp rated; driving a 102 kW emergency electrical generator; Annual testing and maintenance limit: 33 hours. | 1 | 0 | 0 | 0 | 1 | Diesel | 102 | 158 | 102 | [5 empty] | 0 | 0 | 32.7262 | -117.1706 | 1 | rooftop | 2100 | Kettner Blvd |  |  | San Diego | CA | San Diego County | 92101 | US | San Diego Geographic Information Source - JPA
APCD2020-PTO-003644 | Active | 2020-12-24 | [34H] California Certified Emergency Standby Engine | JEM Group LLC | Jason Mordhorst | 10529 Vine Street Lakeside, CA | 92040 | H | Emergency Diesel Engine Generator: Perkins (Caterpillar), Model C7.1, 315 BHP, S/N 45502794, Family Number LPKXL07.0PW1; Tier 3 certified driving a 200-kW electrical generator. | 1 | 0 | 0 | 0 | 1 | Diesel | 200 | 315 | 200 | 2022-01-01 | 4.60 | 2022-01-01 | 6.30 | 1.7 | 340 | 0.30885 | 32.8688 | -116.9207 | 1 | rooftop | 10529 | Vine St |  |  | Lakeside | CA | San Diego County | 92040 | US | San Diego Geographic Information Source - JPA
APCD2020-PTO-003646 | Active | 2020-12-29 | [34H] California Certified Emergency Standby Engine | Pacific Bell Telephone Company dba AT&T Salton Radio CAO520 | Sean McFarlane | 7190 Borrego Salton Seaway Borrego Springs, CA | 92004 | D | Emergency Diesel Engine Generator: Isuzu, Model BP-4LE2X, S/N 4LE2-611170; Model Year 2014; Engine Family ESZXL02.2PXB; Tier 4 certified; 66 bhp rated; driving a 40 kW emergency electrical generator | 1 | 0 | 0 | 0 | 1 | Diesel | 40 | 66 | 40 | 2021-11-05 | 26.10 | 2021-11-05 | 71.60 | 45.5 | 1820 | 1.6533 | 33.2394 | -116.3561 | 0.5 | place |  |  |  |  | Borrego Springs | CA | San Diego County | 92004 | US | TIGER/LineÂ® dataset from the US Census Bureau
APCD2021-PTO-003649 | Active | 2021-01-07 | [34H] California Certified Emergency Standby Engine | Apple Inc. | Jessica Armand | 16409 West Bernardo Drive, Ste 200 San Diego, CA | 92127 | F | Emergency Engine Generator: John Deere Diesel Engine, Model 6090HF484, 422 bhp, Model Year 2010, S/N RG6090L077750, EPA Tier 3 Certified Engine, Family Number AJDXL09.0114, turbocharged and aftercooled, driving a 275-kW electrical generator. | 1 | 0 | 0 | 0 | 1 | Diesel | 275 | 422 | 275 | 2022-03-09 | 241.10 | 2022-03-09 | 243.10 | 2 | 550 | 0.49962 | 33.0118 | -117.0869 | 1 | rooftop | 16409 | W Bernardo Dr | Ste | 200 | San Diego | CA | San Diego County | 92127 | US | San Diego Geographic Information Source - JPA
APCD2021-PTO-003651 | Active | 2021-01-07 | [34H] California Certified Emergency Standby Engine | Otay Water District | Lisa Coburn-Boyd | 1200 Alta Road, N. San Diego, CA | 92154 | S | Emergency Diesel Engine Generator: Cummins, Model QSK50-G4 NR2, 2220 BHP, S/N 25438150, Engine Family JCEXL050.AAD, Tier 2 certified; driving a 1500-kW emergency electrical generator. | 1 | 0 | 0 | 0 | 1 | Diesel | 500 | 2220 | 500 | 2022-06-08 | 25.70 | 2022-06-08 | 29.10 | 3.4 | 1700 | 1.5443 | 32.5766 | -116.9192 | 0.7 | street_center |  | Alta Rd |  |  | San Diego | CA | San Diego County | 92179 | US | TIGER/LineÂ® dataset from the US Census Bureau
APCD2021-PTO-003652 | Active | 2021-01-07 | [34H] California Certified Emergency Standby Engine | BioScience Properties Inc. | Kelly Rookus | 10770 Wateridge Circle,East Generator San Diego, CA | 92121 | G | Emergency Diesel Engine Generator: Kohler Diesel, Model KD27V12, 1196 BHP, S/N 2019 16 1547, Engine Family KLHAL45.0ESP, Tier 2 certified; driving an 800-kW emergency electrical generator. | 1 | 0 | 0 | 0 | 1 | Diesel | 800 | 1196 | 800 | 2021-09-17 | 5.00 | 2021-09-17 | 14.55 | 9.55 | 7640 | 6.9401 | 32.9008 | -117.212 | 1 | rooftop | 10770 | Wateridge Cir |  |  | San Diego | CA | San Diego County | 92121 | US | San Diego Geographic Information Source - JPA
APCD2021-PTO-003653 | Active | 2021-01-08 | [34H] California Certified Emergency Standby Engine | BioScience Properties, Inc. |  | 10770 Wateridge Circle San Diego, CA | 92121 | G | Emergency Diesel Engine Generator: Kohler, Model KDI-3404-TCR, 86 BHP, S/N 4819702490, Engine Family JKHXL3.36TCG, Tier 4 certified; driving a 70-kW emergency electrical generator. | 1 | 0 | 0 | 0 | 1 | Diesel | 70 | 86 | 70 | 2021-09-17 | 14.80 | 2021-09-17 | 16.10 | 1.3 | 91 | 0.082664 | 32.9008 | -117.212 | 1 | rooftop | 10770 | Wateridge Cir |  |  | San Diego | CA | San Diego County | 92121 | US | San Diego Geographic Information Source - JPA
APCD2021-PTO-003654 | Active | 2021-01-08 | [34H] California Certified Emergency Standby Engine | Loomis Armored US | Roy Bartoli | 3555 Aero Court San Diego, CA | 92123 | J | Emergency Diesel Engine Generator: Cummins, Model QSL9-G7, 464 BHP, S/N 74556153, Engine Family KCEXL0540AAB, Tier 3 certified; driving a 250-kW emergency electrical generator. | 1 | 0 | 0 | 0 | 1 | Diesel | 250 | 464 | 250 | 2022-01-01 | 15.60 | 2022-01-01 | 21.20 | 5.6 | 1400 | 1.2718 | 32.8076 | -117.1478 | 1 | rooftop | 3555 | Aero Ct |  |  | San Diego | CA | San Diego County | 92123 | US | Sandoval
APCD2021-PTO-003657 | Active | 2021-01-12 | [34H] California Certified Emergency Standby Engine | Vallecitos Water District | Lito Santos | 1192 Woodland Parkway Escondido, CA | 92026 | B | Emergency Diesel Engine Generator: Kohler, Model 350REOZJ rated at 538 bhp, S/N 33DTGMGK0002, Engine Family: KJDXL13.5103, EPA Tier 3 certified engine; driving a 350-kw emergency generator. | 1 | 0 | 0 | 0 | 1 | Diesel | 350 | 538 | 350 | 2021-11-04 | 8.00 | 2021-11-04 | 11.50 | 3.5 | 1225 | 1.1128 | 33.1617 | -117.1286 | 1 | range_interpolation | 1192 | Woodland Pkwy |  |  | Escondido | CA | San Diego County | 92026 | US | TIGER/LineÂ® dataset from the US Census Bureau
APCD2021-PTO-003660 | Active | 2021-01-13 | [34H] California Certified Emergency Standby Engine | Legacy International Center | Michele Riverbark | 875 Hotel Circle South San Diego, CA | 92108 | M | Emergency Diesel Engine Generator: John Deere, Model 6068HF285 rated at 237 bhp, S/N PE6068N013013, Engine Family: KJDXL06.8120, EPA Tier 3 certified engine; driving a 100-kW emergency electrical generator. | 1 | 0 | 0 | 0 | 1 | Diesel | 100 | 237 | 100 | [5 empty] | 0 | 0 | 32.7593 | -117.1705 | 1 | rooftop | 875 | Hotel Cir S |  |  | San Diego | CA | San Diego County | 92108 | US | San Diego Geographic Information Source - JPA
APCD2021-PTO-003661 | Active | 2021-01-13 | [34H] California Certified Emergency Standby Engine | Scripps Memorial Green Hospital | Alan Beyea | 10666 North Torrey Pines Rd La Jolla, CA | 92037 | I | Emergency Diesel Engine Generator: John Deere, Model 4045TF270E, S/N PE4045T595032; Model Year 2006; Engine Family 6JDXL04.5057; Tier 2 certified; 98 bhp rated with a Johnson Matthey SDPF-1A-N-SS-EIT5-EOT5 Diesel Particulate Filter; driving a 60 kW emergency electrical generator. | 1 | 0 | 0 | 0 | 1 | Diesel | 60 | 98 | 60 | 2021-05-22 | 287.10 | 2022-03-09 | 297.50 | 10.4 | 624 | 0.56684 | 32.8965 | -117.2426 | 1 | rooftop | 10666 | N Torrey Pines Rd |  |  | LA Jolla | CA | San Diego County | 92037 | US | San Diego Geographic Information Source - JPA
APCD2021-PTO-003662 | Active | 2021-01-14 | [34H] California Certified Emergency Standby Engine | SVF Richman Thirteenth St SD LLC | Steve Agan | 330 13th Street San Diego, CA | 92101 | N | Emergency Diesel Engine Generator: Mitsubishi, Model S12A2-Y2PTAW-2 rated at 1207 bhp, S/N 29157, Engine Family: JMVXL33.9BBA, EPA Tier 3 certified engine; driving a 750-kW emergency electrical generator. Annual testing and maintenance limit: 16.5 hours | 1 | 0 | 0 | 0 | 1 | Diesel | 750 | 207 | 750 | [5 empty] | 0 | 0 | 32.7088 | -117.1531 | 1 | rooftop | 330 | 13th St |  |  | San Diego | CA | San Diego County | 92101 | US | San Diego Geographic Information Source - JPA
APCD2021-PTO-003663 | Active | 2021-01-14 | [34H] California Certified Emergency Standby Engine | US Navy | Craig Haverstick | NBC Silver Strand Training Complex South, 210 Neptune - Bldg 210 San Diego, CA | 92155 | O | Emergency Diesel Engine Generator: Cummins, Model QSK23-G7, S/N 85008095; Model Year 2020; Engine Family LCEXL023.AAB; Tier 2 certified; 1220 bhp rated; driving an 800 kW emergency electrical generator. | 1 | 0 | 0 | 0 | 1 | Diesel | 800 | 220 | 800 | 2022-03-10 | 23.20 | 2022-03-10 | 23.90 | 0.7 | 560 | 0.5087 | 32.7241 | -117.1709 | 1 | place |  |  |  |  | San Diego | CA | San Diego County | 92101 | US | TIGER/LineÂ® dataset from the US Census Bureau
APCD2021-PTO-003664 | Active | 2021-01-14 | [34H] California Certified Emergency Standby Engine | US Navy | Craig Haverstick | NBC Silver Strand Training Complex South, 212 Neptune - Bldg 212 San Diego, CA | 92155 | O | Emergency Diesel Engine Generator: Cummins, Model QSK23-G7, S/N 85007975; Model Year 2020; Engine Family LCEXL023.AAB; Tier 2 certified; 1220 bhp rated; driving an 800 kW emergency electrical generator. | 1 | 0 | 0 | 0 | 1 | Diesel | 800 | 220 | 800 | 2022-03-10 | 33.30 | 2022-03-10 | 33.60 | 0.3 | 240 | 0.21801 | 32.7241 | -117.1709 | 1 | place |  |  |  |  | San Diego | CA | San Diego County | 92101 | US | TIGER/LineÂ® dataset from the US Census Bureau
APCD2021-PTO-003665 | Active | 2021-01-14 | [34H] California Certified Emergency Standby Engine | Zoological Society of San Diego dba San Diego Zoo Global | Ed Chargualaf | 2920 Zoo Dr San Diego, CA | 92101 | N | Emergency Diesel Engine Generator: Kohler, Model KD27V12, 1494 BHP, S/N 2019 16 1353, Engine Family KLHAL45.0ESP, Tier 2 certified; driving a 1114-kW emergency electrical generator. | 1 | 0 | 0 | 0 | 1 | Diesel | 114 | 1494 | 114 | [5 empty] | 0 | 0 | 32.733 | -117.1393 | 1 | rooftop | 2920 | Zoo Dr |  |  | San Diego | CA | San Diego County | 92101 | US | San Diego Geographic Information Source - JPA
APCD2021-PTO-003668 | Active | 2021-01-15 | [34H] California Certified Emergency Standby Engine | SD Co of | Ron Rudd | 8811 Cuyamaca St Santee, CA | 92071 | H | Emergency Diesel Engine Generator: Kohler, Model KDI 3404 TCR, 94 BHP, S/N 4819702480, Engine Family JKHXL3.36TCG, Tier 3 certified; driving a 51-kW emergency electrical generator. | 1 | 0 | 0 | 0 | 1 | Diesel | 51 | 94 | 51 | 2022-01-01 | 45.00 | 2022-01-01 | 48.00 | 3 | 153 | 0.13898 | 32.8362 | -116.9836 | 0.9 | range_interpolation | 8811 | N Cuyamaca St |  |  | Santee | CA | San Diego County | 92071 | US | TIGER/LineÂ® dataset from the US Census Bureau
APCD2021-PTO-003669 | Active | 2021-01-19 | [34H] California Certified Emergency Standby Engine | Bayview SD LLC | Etan Miller | 915 W Grape St San Diego, CA | 92101 | N | Emergency Engine: MTU, Model SI 6.8LT, S/N 94070501047, 177 BHP, natural gas fired, engine family LMDDB06.8GBV; certified, driving a 100-kW generator; equipped with a Miratech IQ2-10-05 Three-Way Catalyst. | 0 | 0 | 1 | 0 | 1 | Natural Gas | 100 | 177 | 100 | [5 empty] | 0 | 0 | 32.7247 | -117.1709 | 1 | rooftop | 915 | W Grape St |  |  | San Diego | CA | San Diego County | 92101 | US | San Diego Geographic Information Source - JPA
APCD2021-PTO-003670 | Active | 2021-01-20 | [34H] California Certified Emergency Standby Engine | Olios Health | Clayton Varga | 3434 Midway Drive San Diego, CA | 92110 | I | Kohler Model: KDI3404TCR, S/N: 5020401990, 94 bhp Diesel 3.2 gal/hr, Year: 2020, Family: LKHXL3.36TCG, Generator 42 kw Stationary Emergency Standby Engine | 1 | 0 | 0 | 0 | 1 | Diesel | 42 | 94 | 42 | [5 empty] | 0 | 0 | 32.751 | -117.2123 | 1 | rooftop | 3434 | Midway Dr |  |  | San Diego | CA | San Diego County | 92110 | US | San Diego Geographic Information Source - JPA
APCD2021-PTO-003672 | Active | 2021-01-26 | [34H] California Certified Emergency Standby Engine | City of Chula Vista | Jonas Jusay | 341 Orange Ave Chula Vista, CA | 91911 | R | Emergency Diesel Engine Generator: John Deere, Model 6068HFG82E, S/N PE6068N016415; Model Year 2020; Engine Family LJDXL06.8120; Tier 3 certified; 284 bhp rated; driving a 180 kW emergency electrical generator; Annual testing and maintenance limit: 17 hours. | 1 | 0 | 0 | 0 | 1 | Diesel | 180 | 284 | 180 | 2022-05-18 | 7.80 | 2022-05-18 | 10.80 | 3 | 540 | 0.49053 | 32.6016 | -117.0673 | 1 | rooftop | 341 | Orange Ave |  |  | Chula Vista | CA | San Diego County | 91911 | US | San Diego Geographic Information Source - JPA
APCD2021-PTO-003687 | Active | 2021-01-29 | [34H] California Certified Emergency Standby Engine | County of San Diego | Ronald Rudd | 33?22'44.3" N 117?29'45.6" W Camp Pendleton, CA | 92055 | A | Emergency Diesel Engine Generator: Model F4GE9485A-J602, 131 BHP, S/N 01646515, Engine Family JFPXL06.7DGB, Tier 3 certified; driving an 80-kW emergency electrical generator. | 1 | 0 | 0 | 0 | 1 | Diesel | 80 | 131 | 80 | 2021-06-30 | 0.00 | 2021-06-30 | 21.10 | 21.1 | 1688 | 1.5334 | 33.3877 | -117.4448 | 0.5 | place |  |  |  |  | Camp Pendleton | CA | San Diego County | 92055 | US | TIGER/LineÂ® dataset from the US Census Bureau
APCD2021-PTO-003700 | Active | 2021-02-10 | [34H] California Certified Emergency Standby Engine | USMC Base Public Utilities U25 | Air Quality Section | Building 210537 Camp Pendleton, CA | 92055 | A | Emergency Diesel Engine Generator: John Deere, Model 6135HF485T, 538 BHP, S/N RG6135L036821, Engine Family KJDXL13.5103, Tier 3 certified, driving a 350-kW emergency electrical generator; located at Bldg. 33927. | 1 | 0 | 0 | 0 | 1 | Diesel | 350 | 538 | 350 | [5 empty] | 0 | 0 | 33.3877 | -117.4448 | 0.5 | place |  |  |  |  | Camp Pendleton | CA | San Diego County | 92055 | US | TIGER/LineÂ® dataset from the US Census Bureau
APCD2021-PTO-003701 | Active | 2021-02-18 | [34H] California Certified Emergency Standby Engine | HCP Life Science REIT, Inc. | General Manager | 4921 Director Place San Diego, CA | 92121 | G | Emergency Diesel Engine Generator: John Deere, Model 6090HFG86, S/N RG6090L141292; Model Year 2020; Engine Family LJDXL09.0114; Tier 3 certified; 463 bhp rated; driving a 345 kW emergency electrical generator | 1 | 0 | 0 | 0 | 1 | Diesel | 345 | 463 | 345 | 2021-12-31 | 0.52 | 2022-07-22 | 16.35 | 15.83 | 5461.35 | 4.9611 | 32.894 | -117.2103 | 1 | rooftop | 4921 | Directors Pl |  |  | San Diego | CA | San Diego County | 92121 | US | San Diego Geographic Information Source - JPA
APCD2021-PTO-003703 | Active | 2021-02-19 | [34H] California Certified Emergency Standby Engine | Sharp Rees-Stealy | Bryan Smith | 8701 Cuyamaca St. Santee, CA | 92071 | H | Emergency Diesel Engine Generator: John Deere, Model 4045HF285, 158 BHP, S/N PE4045N023191, Engine Family KJDXL04.5119, Tier 3 certified; driving a 102-kW emergency electrical generator. | 1 | 0 | 0 | 0 | 1 | Diesel | 102 | 158 | 102 | 2022-01-01 | 38.60 | 2022-01-01 | 48.70 | 10.1 | 1030.2 | 0.93583 | 32.8347 | -116.9832 | 1 | rooftop | 8701 | Cuyamaca St |  |  | Santee | CA | San Diego County | 92071 | US | Sandoval
APCD2021-PTO-003714 | Active | 2021-03-17 | [34H] California Certified Emergency Standby Engine | City of Chula Vista | Jonas Jusay | 100 Moss Chula Vista, CA | 91911 | R | Emergency Diesel Engine Generator: John Deere, Model 6068HFG82E, S/N PE6068N016413; Model Year 2020; Engine Family LJDXL06.8120; Tier 3 certified; 284 bhp rated; driving a 180 kW emergency electrical generator; Annual testing and maintenance limit: 44 hours. | 1 | 0 | 0 | 0 | 1 | Diesel | 180 | 284 | 180 | 2022-06-29 | 7.70 | 2022-06-29 | 13.90 | 6.2 | 1116 | 1.0138 | 32.6157 | -117.0625 | 1 | rooftop | 100 | Moss St |  |  | Chula Vista | CA | San Diego County | 91911 | US | Sandoval
APCD2021-PTO-003715 | Active | 2021-03-18 | [34H] California Certified Emergency Standby Engine | Department of Transportation-Caltrans |  | Buckman Springs Rest Area Pine Valley, CA | 91962 | R | Emergency Diesel Engine Generator: Perkins Model 1106D-E70TA, 229 BHP, S/N PW83845B577673F, Engine Family LPKXL07.0PW1, Tier 3 certified; driving a 150-kW emergency electrical generator. | 1 | 0 | 0 | 0 | 1 | Diesel | 150 | 229 | 150 | 2021-05-27 | 1.10 | 2022-06-15 | 3.60 | 2.5 | 375 | 0.34065 | 32.6672 | -116.488 | 0.9 | street_center |  | Buckman Springs Rd |  |  | Campo | CA | San Diego County | 91906 | US | TIGER/LineÂ® dataset from the US Census Bureau
APCD2021-PTO-003721 | Active | 2021-03-24 | [34H] California Certified Emergency Standby Engine | MCAS Miramar |  | MCAS Miramar Bldg 7777 San Diego, CA | 92145 | H | Emergency Diesel Engine: Mitsubishi, Model S16R-Y2PTAW2-1, S/N 23815, rated at 2923 BHP, Model Year 2018, Tier 2 certified of Engine Family Number JMVXL65.4BBA, equipped with a diesel particulate filter: Miratech, Model LTRV64-60-18-HSG, S/N CVF-1410; driving a 2000-kW emergency electrical generator. Functional Group: MCAS Miramar Third Marine Aircraft Wing (3rd MAW) | 1 | 0 | 0 | 0 | 1 | Diesel | 2000 | 2923 | 2000 | 2022-01-01 | 17.80 | 2022-01-01 | 21.00 | 3.2 | 6400 | 5.8137 | 32.8795 | -117.1612 | 1 | street_center |  | Miramar Rd |  |  | San Diego | CA | San Diego County | 92121 | US | TIGER/LineÂ® dataset from the US Census Bureau
APCD2021-PTO-003724 | Active | 2021-03-25 | [34H] California Certified Emergency Standby Engine | Prime Now LLC ? USD1 | Debora Sanches | 9269 Lightwave Ave San Diego, CA | 92123 | J | Emergency Diesel Engine Generator: MTU, Model 16V 2000 G86S, S/N 95020500884; Model Year 2019; Engine Family KMDDL40.1GNR; Tier 2 certified; 1839 bhp rated; driving a 1250 kW emergency electrical generator; equipped with a Miratech LTR36 DPF. | 1 | 0 | 0 | 0 | 1 | Diesel | 250 | 839 | 250 | [5 empty] | 0 | 0 | 32.8284 | -117.1317 | 1 | rooftop | 9269 | Lightwave Ave |  |  | San Diego | CA | San Diego County | 92123 | US | San Diego Geographic Information Source - JPA
APCD2021-PTO-003733 | Active | 2021-04-22 | [34H] California Certified Emergency Standby Engine | SD Co Regional Airport Authority | Mayra Garcia | 3225 N Harbor Dr San Diego, CA | 92101 | N | Emergency Diesel Engine Generator: Kohler Diesel, Model KDI 3404TCR, S/N 4824002520; Model Year 2018; Engine Family JKHXL3.36TCG; Tier 3 certified; 94 bhp rated; driving an 50 kW emergency electrical generator. | 1 | 0 | 0 | 0 | 1 | Diesel | 50 | 94 | 50 | 2022-04-28 | 7.10 | 2022-04-28 | 9.80 | 2.7 | 135 | 0.12263 | 32.7293 | -117.1909 | 1 | range_interpolation | 3225 | N Harbor Dr |  |  | San Diego | CA | San Diego County | 92101 | US | TIGER/LineÂ® dataset from the US Census Bureau
APCD2021-PTO-003734 | Active | 2021-04-22 | [34H] California Certified Emergency Standby Engine | SD Co Regional Airport Authority | Mayra Garcia | 3225 N Harbor Dr San Diego, CA | 92101 | N | Emergency Diesel Engine Generator: Kohler Diesel, Model KDI 3404TCR, S/N 4819702440; Model Year 2018; Engine Family JKHXL3.36TCG; Tier 3 certified; 94 bhp rated; driving an 50 kW emergency electrical generator. | 1 | 0 | 0 | 0 | 1 | Diesel | 50 | 94 | 50 | 2022-04-28 | 6.70 | 2022-04-28 | 9.30 | 2.6 | 130 | 0.11809 | 32.7293 | -117.1909 | 1 | range_interpolation | 3225 | N Harbor Dr |  |  | San Diego | CA | San Diego County | 92101 | US | TIGER/LineÂ® dataset from the US Census Bureau
APCD2021-PTO-003736 | Active | 2021-05-05 | [34H] California Certified Emergency Standby Engine | Third & A Development, LLC. | Samuel Bassett | 310 A Street San Diego, CA | 92101 | N | Emergency Diesel Engine Generator: MTU, Model 12V2000G85-TB, S/N 5352012978; Model Year 2019; Engine Family KMDDL35.8GRR; Tier 2 certified; 1194 bhp rated; equipped with Johnson Matthey CRT(+) diesel particulate filter, Model CRT(+)6/5-N-CS-BISO-14/14-RT, S/N 7056363-1; driving a 750 KW emergency electrical generator. | 1 | 0 | 0 | 0 | 1 | Diesel | 750 | 194 | 750 | [5 empty] | 0 | 0 | 32.719 | -117.1619 | 1 | range_interpolation | 310 | A St |  |  | San Diego | CA | San Diego County | 92101 | US | TIGER/LineÂ® dataset from the US Census Bureau
APCD2021-PTO-003737 | Active | 2021-05-05 | [34H] California Certified Emergency Standby Engine | City of Chula Vista | Daniel Deets | 598 Parkside Dr Chula Vista, CA | 91910 | Q | Emergency engine: Generac, Model SG080, S/N 3007198004, rated at 153 bhp, natural gas fueled, EPA certified of engine family number MGNXB08.9O1, driving a, 80 KW generator. | 0 | 0 | 1 | 0 | 1 | Natural Gas | 80 | 153 | 80 | [5 empty] | 0 | 0 | 32.6475 | -117.0414 | 1 | range_interpolation | 598 | Parkside Dr |  |  | Chula Vista | CA | San Diego County | 91910 | US | TIGER/LineÂ® dataset from the US Census Bureau
APCD2021-PTO-003738 | Active | 2021-05-07 | [34H] California Certified Emergency Standby Engine | Steadfast Carlsbad Senior, LLC. | Francisco Manrique | 5592 El Camino Real Carlsbad, CA | 92008 | C | Emergency Diesel Engine Generator: FPT Industrial S.p.A., Model F3AE9685A-E, 449 BHP, S/N E003-209713 , Engine Family KFPXL10.3TR3, Tier 3 certified; driving a 300-kW emergency electrical generator. | 1 | 0 | 0 | 0 | 1 | Diesel | 300 | 449 | 300 | 2022-08-04 | 30.70 | 2022-08-04 | 37.00 | 6.3 | 1890 | 1.7169 | 33.1409 | -117.2762 | 1 | range_interpolation | 5592 | El Camino Real |  |  | Carlsbad | CA | San Diego County | 92008 | US | TIGER/LineÂ® dataset from the US Census Bureau
APCD2021-PTO-003739 | Active | 2021-05-07 | [34H] California Certified Emergency Standby Engine | OKA Associates LP | Glenn Dugan | 6651 Gateway Park Drive San Diego, CA | 92154 | S | Emergency diesel engine generator: John Deere, Model 4045HF285I, S/N PE4045N029404; Model Year 2020; Engine Family LJDXL04.5119; Tier 3 certified; 158 bhp rated; driving a 100 kW emergency electrical generator. | 1 | 0 | 0 | 0 | 1 | Diesel | 100 | 158 | 100 | 2021-05-26 | 0.40 | 2022-06-10 | 13.90 | 13.5 | 1350 | 1.2263 | 32.5615 | -116.9958 | 1 | rooftop | 6651 | Gateway Park Dr |  |  | San Diego | CA | San Diego County | 92154 | US | San Diego Geographic Information Source - JPA
APCD2021-PTO-003746 | Active | 2021-05-14 | [34H] California Certified Emergency Standby Engine | Kilroy Realty Corporation | Sarah Santos | 12790 El Camino Real San Diego, CA | 92130 | M | Emergency standby engine: John Deere diesel engine, Model 6068HF285, S/N PE6068L262922, rated at 237 bhp, Model Year 2014, Tier 3 certified of Engine Family Number EJDXL06.8120, driving a 130 KW generator. 0.3-ft. diameter exhaust stack with flapper raincap located 7.5 ft. above ground. | 1 | 0 | 0 | 0 | 1 | Diesel | 130 | 237 | 130 | 2021-12-31 | 52.80 | 2022-09-06 | 62.90 | 10.1 | 1313 | 1.1927 | 32.9469 | -117.2376 | 0.9 | range_interpolation | 12790 | El Camino Real |  |  | San Diego | CA | San Diego County | 92130 | US | TIGER/LineÂ® dataset from the US Census Bureau
APCD2021-PTO-003759 | Active | 2021-05-20 | [34H] California Certified Emergency Standby Engine | San Miguel Fire Protection District | Art Camarena | 10105 Vivera Dr La Mesa, CA | 91941 | K | Emergency Engine: Kohler, Model: KG2204T, 64.1 BHP, LPG fueled, S/N D200921159, Engine Family No. LKHXB2.237DT, with internal electronic air to fuel ratio controller, equipped with three-way catalyst: NETT Technologies, Model: Nett-T-Series, S/N T15-4183, driving a 30-kW generator. | 0 | 0 | 0 | 0 | 0 | LPG | 30 | 64.1 | 30 | 2021-06-18 | 0.60 | 2022-07-21 | 21.50 | 20.9 | 627 | 0.62243 | 32.7697 | -116.9799 | 1 | rooftop | 10105 | Vivera Dr |  |  | LA Mesa | CA | San Diego County | 91941 | US | San Diego Geographic Information Source - JPA
APCD2021-PTO-003760 | Active | 2021-05-20 | [34H] California Certified Emergency Standby Engine | Westmont Living | Carlos Banuelos | 1920 S El Camino Real Encinitas, CA | 92024 | E | Emergency Diesel Engine Generator: FPT Industrial S.p.A, Model F4HE9685A*J, S/N 001766738; Model Year 2020; Engine Family LFPXL06.7DGS; Tier 3 certified; 279 bhp rated; driving a 150 kW emergency electrical generator. | 1 | 0 | 0 | 0 | 1 | Diesel | 150 | 279 | 150 | 2022-01-01 | 18.80 | 2022-01-01 | 21.30 | 2.5 | 375 | 0.34065 | 33.0229 | -117.2562 | 1 | rooftop | 1920 | S El Camino Real S |  |  | Encinitas | CA | San Diego County | 92024 | US | San Diego Geographic Information Source - JPA
APCD2021-PTO-003767 | Active | 2021-05-28 | [34H] California Certified Emergency Standby Engine | USMC Base Military Support | Mark Bonsavage | Building 11040 Camp Pendleton, CA | 92055 | A | Emergency diesel engine generator: Cummins, Model QSB7-G9, S/N 73775650; Model Year 2014; Engine Family ECEXL06.7AAL; Tier 4 certified; 314 bhp rated; driving a 200 kW emergency electrical generator. Functional Group: Military Support | 1 | 0 | 0 | 0 | 1 | Diesel | 200 | 314 | 200 | [5 empty] | 0 | 0 | 33.3877 | -117.4448 | 0.5 | place |  |  |  |  | Camp Pendleton | CA | San Diego County | 92055 | US | TIGER/LineÂ® dataset from the US Census Bureau
APCD2021-PTO-003768 | Active | 2021-05-28 | [34H] California Certified Emergency Standby Engine | USMC Base Military Support | Mark Bonsavage | Building 21448 Camp Pendleton, CA | 92055 | A | Emergency diesel engine generator: Isuzu, Model BR-4HK1X, S/N 4HK1-733535; Model Year 2015; Engine Family FSZXL05.2RXB; Tier 4 certified; 170.8 bhp rated; driving a 110 kW emergency electrical generator. Functional Group: Military Support | 1 | 0 | 0 | 0 | 1 | Diesel | 110 | 1708 | 110 | [5 empty] | 0 | 0 | 33.3877 | -117.4448 | 0.5 | place |  |  |  |  | Camp Pendleton | CA | San Diego County | 92055 | US | TIGER/LineÂ® dataset from the US Census Bureau
APCD2021-PTO-003769 | Active | 2021-05-28 | [34H] California Certified Emergency Standby Engine | USMC Base Public Utilities U29 | Mark Bonsavage | Building 610547 Camp Pendleton, CA | 92055 | A | Emergency diesel engine generator: Isuzu, Model BR-4HK1X, S/N 4HK1-749420; Model Year 2017; Engine Family HSZXL05.2RXB; Tier 4 certified; 170.8 bhp rated; driving a 125 kW emergency electrical generator. Functional Group: Public Utilities U29. | 1 | 0 | 0 | 0 | 1 | Diesel | 125 | 1708 | 125 | [5 empty] | 0 | 0 | 33.3877 | -117.4448 | 0.5 | place |  |  |  |  | Camp Pendleton | CA | San Diego County | 92055 | US | TIGER/LineÂ® dataset from the US Census Bureau
APCD2021-PTO-003770 | Active | 2021-05-28 | [34H] California Certified Emergency Standby Engine | USMC Base Public Utilities U25 | Mark Bonsavage | Building 21592 Camp Pendleton, CA | 92055 | A | Emergency diesel engine generator: Isuzu, Model 4LE2X, S/N 4LE2-627048; Model Year 2014; Engine Family ESZXL02.2PXB; Tier 4 certified; 65.7 bhp rated; driving a 45 kW emergency electrical generator. Functional Group: Public Utilities U25 | 1 | 0 | 0 | 0 | 1 | Diesel | 45 | 657 | 45 | [5 empty] | 0 | 0 | 33.3877 | -117.4448 | 0.5 | place |  |  |  |  | Camp Pendleton | CA | San Diego County | 92055 | US | TIGER/LineÂ® dataset from the US Census Bureau
APCD2021-PTO-003778 | Active | 2021-06-08 | [34H] California Certified Emergency Standby Engine | Cubic Corporation | Dean Dahl | 9333 Balboa Ave San Diego, CA | 92123 | J | Emergency Diesel Engine Generator: John Deere, Model 6135HF485T, 538 BHP, S/N RG6135L037752, Engine Family LJDXL13.5103, Tier 3 certified; driving a 350-kW emergency electrical generator; vented to a vertical stack, 8" diameter, 9'-3" height. | 1 | 0 | 0 | 0 | 1 | Diesel | 350 | 538 | 350 | [5 empty] | 0 | 0 | 32.8215 | -117.1288 | 1 | rooftop | 9333 | Balboa Ave |  |  | San Diego | CA | San Diego County | 92123 | US | San Diego Geographic Information Source - JPA
APCD2021-PTO-003790 | Active | 2021-06-16 | [34H] California Certified Emergency Standby Engine | Crestview Skilled Nursing Facility | John Storey | 9825 Glen Center DR San Diego, CA | 92131 | F | Emergency Diesel Engine Generator: Caterpillar, Model C18, S/N FST02588; Model Year 2020; Engine Family LCPXL18.1NYS; Tier 2 certified; 900 bhp rated; driving a 600 kW emergency electrical generator; Located within 500 feet of a school. Annual testing and maintenance limit: 49 hours. | 1 | 0 | 0 | 0 | 1 | Diesel | 600 | 900 | 600 | 2021-10-02 | 23.20 | 2022-06-28 | 33.30 | 10.1 | 6060 | 5.5049 | 32.7241 | -117.1709 | 0.5 | place |  |  |  |  | San Diego | CA | San Diego County | 92101 | US | TIGER/LineÂ® dataset from the US Census Bureau
APCD2021-PTO-003805 | Active | 2021-07-01 | [34H] California Certified Emergency Standby Engine | USMC Base Public Safety SA01 | Gregory Andersen | 26 Area - Fire Station (Building #27607) Camp Pendleton, CA | 92055 | A | Emergency Diesel Engine Generator: John Deere, Model 6068HFG85, S/N PE6068N017262; Model Year 2021; Engine Family MJDXL13.5103; Tier 3 certified; 315 bhp rated; driving a 200 kW emergency electrical generator | 1 | 0 | 0 | 0 | 1 | Diesel | 200 | 315 | 200 | [5 empty] | 0 | 0 | 33.3877 | -117.4448 | 0.5 | place |  |  |  |  | Camp Pendleton | CA | San Diego County | 92055 | US | TIGER/LineÂ® dataset from the US Census Bureau
APCD2021-PTO-003807 | Active | 2021-07-07 | [34H] California Certified Emergency Standby Engine | Amazon.com Services LLC | Rose Salazar | 14500 Kirkham Way Poway, CA | 92064 | F | Emergency Diesel Engine: John Deere, Model 6090HC48 rated at 351 bhp, S/N RG60690L137850, Engine Family: KJDXL13.5103, EPA Tier 3 certified engine; driving a 2000 gpm emergency fire pump. | 1 | 0 | 0 | 0 | 1 | Diesel |  | 351 | 261.7407 | 2021-09-21 | 6.10 | 2022-08-10 | 40.30 | 34.2 | 8951.5319 | 8.1315 | 32.935 | -117.0412 | 0.7 | street_center |  | Kirkham Way |  |  | Poway | CA | San Diego County | 92064 | US | TIGER/LineÂ® dataset from the US Census Bureau
APCD2021-PTO-003812 | Active | 2021-07-09 | [34H] California Certified Emergency Standby Engine | Virapur | Frank Haslinger | 6725 Mesa Ridge Road, Ste 140 San Diego, CA | 92121 | G | Emergency Diesel Engine Generator: John Deere, Model 6068HF285K, 237 BHP, S/N PE6068N016497, Model Year 2020, Tier 3 certified of Engine Family LJDXL06.8120; driving a 154 kW emergency electrical generator. Vertical exhaust with flapper-type raincap, 12 feet above ground. | 1 | 0 | 0 | 0 | 1 | Diesel | 154 | 237 | 154 | [5 empty] | 0 | 0 | 32.9014 | -117.1748 | 1 | rooftop | 6725 | Mesa Ridge Rd | Ste | 140 | San Diego | CA | San Diego County | 92121 | US | San Diego Geographic Information Source - JPA
APCD2021-PTO-003816 | Active | 2021-07-14 | [34H] California Certified Emergency Standby Engine | US Border Protection, Air & Marine | Ismael Castro | 32355 Old Hwy 80 Pine Valley, CA | 91962 | R | Emergency Diesel Engine Generator: Cummins Model QSB5-G3 NR3, 145 BHP, S/N 73140008, Engine Family ACEXL0275AAG, Tier 3 certified; driving a 35-kW emergency electrical generator. 0.3-ft. diameter stack located 12 ft. above ground. | 1 | 0 | 0 | 0 | 1 | Diesel | 35 | 145 | 35 | [5 empty] | 0 | 0 | 32.7284 | -116.4812 | 1 | range_interpolation | 32355 | Old Hwy 80 |  |  | Pine Valley | CA | San Diego County | 91962 | US | TIGER/LineÂ® dataset from the US Census Bureau
APCD2021-PTO-003817 | Active | 2021-07-14 | [34H] California Certified Emergency Standby Engine | Padre Dam Municipal Water District - Santee Lakes Recreation Preserve | John Tackett | 9310 Fanita Parkway Santee, CA | 92071 | H | Emergency natural gas engine: Cummins, Model QSJ5.9G-G1, S/N J190672439, rated at 85 bhp, engine family number KCEXB05.9ARB; equipped with a Johnson-Matthey Modulex C 3-way catalyst; driving a 50 kW emergency electrical generator. | 0 | 0 | 1 | 0 | 1 | Natural Gas | 50 | 85 | 50 | 2022-01-01 | 10.60 | 2022-01-01 | 16.20 | 5.6 | 280 | 0.20335 | 32.8471 | -117.0056 | 1 | rooftop | 9310 | Fanita Pkwy |  |  | Santee | CA | San Diego County | 92071 | US | San Diego Geographic Information Source - JPA
APCD2021-PTO-003830 | Active | 2021-07-19 | [34H] California Certified Emergency Standby Engine | American Tower Corporation | Shawn Lanier | 650 Benet Hill Road Oceanside, CA | 92058 | A | Emergency Diesel Engine Generator: Iveco/FPT, Model F4GE9485A*J, S/N 1816771; Model Year 2020; Engine Family LFPXL06.7DGB; Tier 3 certified; 131 bhp rated; driving an 80 kW emergency electrical generator; | 1 | 0 | 0 | 0 | 1 | Diesel | 80 | 131 | 80 | [5 empty] | 0 | 0 | 33.2227 | -117.3637 | 1 | range_interpolation | 650 | Benet Hill Rd |  |  | Oceanside | CA | San Diego County | 92058 | US | TIGER/LineÂ® dataset from the US Census Bureau
APCD2021-PTO-003832 | Active | 2021-07-27 | [34H] California Certified Emergency Standby Engine | Qualcomm Inc | Rebecca Davies | 5555 Morehouse Dr San Diego, CA | 92121 | G | Emergency Diesel Engine Generator: Liebherr Machines Bulle SA, Model KD62V12, S/N 2020730103; Model Year 2020; Engine Family LLHAL103.0ESP; Tier 2 certified; 3621 bhp rated; driving a 2500 kW emergency electrical generator. Annual testing and maintenance limit: 20 hours | 1 | 0 | 0 | 0 | 1 | Diesel | 500 | 621 | 500 | 2021-12-31 | 1.20 | 2022-05-05 | 16.80 | 15.6 | 7800 | 7.0855 | 32.896 | -117.1953 | 1 | rooftop | 5555 | Morehouse Dr |  |  | San Diego | CA | San Diego County | 92121 | US | San Diego Geographic Information Source - JPA
APCD2021-PTO-003834 | Active | 2021-07-29 | [34H] California Certified Emergency Standby Engine | USMC | Mark Bonsavage | 52 Area SOI Supply Warehouse Camp Pendleton, CA | 92055 | A | Emergency Diesel Engine Generator: FPT Industrial, Model F4GE9685A*J, S/N 01740111; Model Year 2019; Engine Family KFPXL06.7DGB; Tier 3 certified; 198 bhp rated; driving a 100 kW emergency electrical generator; | 1 | 0 | 0 | 0 | 1 | Diesel | 100 | 198 | 100 | [5 empty] | 0 | 0 | 33.3877 | -117.4448 | 0.5 | place |  |  |  |  | Camp Pendleton | CA | San Diego County | 92055 | US | TIGER/LineÂ® dataset from the US Census Bureau
APCD2021-PTO-003838 | Active | 2021-08-02 | [34H] California Certified Emergency Standby Engine | Amazon.com Services LLC - SCA4 | Debora Sanches | 16915 Via Del Campo San Diego, CA | 92127 | F | Emergency Diesel Engine Generator: Perkins, Model 2206D-E13TAG3, S/N TGDF5332N10907F; Model Year 2020; Engine Family LCPXL12.5NYS; Tier 3 certified; 619 bhp rated; driving a 400 kW emergency electrical generator. | 1 | 0 | 0 | 0 | 1 | Diesel | 400 | 619 | 400 | [5 empty] | 0 | 0 | 33.0198 | -117.0922 | 1 | rooftop | 16915 | Via Del Campo |  |  | San Diego | CA | San Diego County | 92127 | US | San Diego Geographic Information Source - JPA
APCD2021-PTO-003846 | Active | 2021-08-11 | [34H] California Certified Emergency Standby Engine | County of San Diego, DGS | Patrick Broe | 3407 Highway 79 Julian, CA | 92036 | D | Emergency Diesel Engine Generator: FPT Industrial S.p.A., Model F4GE9685A*J, 198 BHP, S/N 1814423, Engine Family LFPXL06.7DGB-003, Tier 3 certified; driving a 100-kW emergency electrical generator. 0.4-ft. diameter stack located 10 ft. above ground. | 1 | 0 | 0 | 0 | 1 | Diesel | 100 | 198 | 100 | 2021-10-08 | 1.40 | 2021-10-08 | 4.10 | 2.7 | 270 | 0.24527 | 33.0631 | -116.5808 | 1 | range_interpolation | 3407 | Hwy 79 |  |  | Julian | CA | San Diego County | 92036 | US | TIGER/LineÂ® dataset from the US Census Bureau
APCD2021-PTO-003851 | Active | 2021-08-13 | [34H] California Certified Emergency Standby Engine | Palomar Rehabilitation Institute | Peter Jeong | 2181 Citracado Parkway Escondido, CA | 92029 | D | Emergency Diesel Engine Generator: Kohler, Model KD27V12, 1494 BHP, S/N 2020 16 0281, Engine Family LLHAL45.0ESP, Tier 2 certified; driving a 1000 kW emergency electrical generator; annual maintenance and testing limit: 39 hours per calendar year. | 1 | 0 | 0 | 0 | 1 | Diesel | 1000 | 1494 | 1000 | 2021-12-31 | 1.70 | 2022-02-02 | 25.00 | 23.3 | 23300 | 21.1656 | 33.1201 | -117.121 | 1 | rooftop | 2181 | Citracado Pkwy |  |  | Escondido | CA | San Diego County | 92029 | US | Sandoval
APCD2021-PTO-003854 | Active | 2021-08-16 | [34H] California Certified Emergency Standby Engine | San Diego Inspire 5, LLC |  | 11568 Sorrento Valley Rd San Diego, CA | 92121 | G | Emergency Diesel Engine: John Deere, Model 4045HF2851, S/N PE4045NO26930; Engine Family LJDXL04.5119; Tier 3 certified; 158 bhp rated; driving a 100-kW emergency generator. | 1 | 0 | 0 | 0 | 1 | Diesel | 100 | 158 | 100 | [5 empty] | 0 | 0 | 32.9115 | -117.2327 | 1 | rooftop | 11568 | Sorrento Valley Rd |  |  | San Diego | CA | San Diego County | 92121 | US | San Diego Geographic Information Source - JPA
APCD2021-PTO-003890 | Active | 2021-08-24 | [34H] California Certified Emergency Standby Engine | Sekisui Diagnostics, LLC | George Torres | 6740 Cobra Way San Diego, CA | 92121 | G | Emergency Diesel Engine Generator: Kohler, Model KDI3404TCR, model year 2018, 94 BHP, S/N 4828203920, Engine Family JKHXL3.36TCG, Tier 3 certified; driving a 60 kW emergency electrical generator; vertical exhaust stack. | 1 | 0 | 0 | 0 | 1 | Diesel | 60 | 94 | 60 | [5 empty] | 0 | 0 | 32.9119 | -117.1743 | 1 | rooftop | 6740 | Cobra Way |  |  | San Diego | CA | San Diego County | 92121 | US | San Diego Geographic Information Source - JPA
APCD2021-PTO-003895 | Active | 2021-08-25 | [34H] California Certified Emergency Standby Engine | USMC Base Public Utilities U12 | Eugena Anderson | 41 Area Camp Pendleton, CA | 92055 | A | Emergency Diesel Engine: John Deere, Model 6090HF484, 422 BHP, S/N RG6090L127092, Model Year 2015, Tier 3 Certified, Engine Family No. GJDXL09.0114, driving a 275-kW generator. | 1 | 0 | 0 | 0 | 1 | Diesel | 275 | 422 | 275 | [5 empty] | 0 | 0 | 33.3877 | -117.4448 | 0.5 | place |  |  |  |  | Camp Pendleton | CA | San Diego County | 92055 | US | TIGER/LineÂ® dataset from the US Census Bureau
APCD2021-PTO-003905 | Active | 2021-09-01 | [34H] California Certified Emergency Standby Engine | PCI | John Jaslanek | 6920 Carroll Road San Diego, CA | 92121 | G | Emergency Diesel Engine Generator: John Deere, Model 6135HFG75, 755 BHP, S/N RG6135G013506, Engine Family LJDXL13.5132, Tier 2 certified; driving a 500-kW emergency electrical generator. | 1 | 0 | 0 | 0 | 1 | Diesel | 500 | 755 | 500 | 2021-12-07 | 0.40 | 2021-12-07 | 11.25 | 10.85 | 5425 | 4.928 | 32.8857 | -117.1717 | 1 | rooftop | 6920 | Carroll Rd |  |  | San Diego | CA | San Diego County | 92121 | US | San Diego Geographic Information Source - JPA
APCD2021-PTO-003908 | Active | 2021-09-07 | [34H] California Certified Emergency Standby Engine | Foundation Medicine, Inc. | Serena Hill | 11010 Torreyana Road San Diego, CA | 92121 | G | Emergency Diesel Engine Generator: John Deere, Model 6135HFG75, 755 BHP, S/N RG6135G012802, Engine Family LJDXL13.5132, Tier 3 certified; driving a 505-kW emergency electrical generator | 1 | 0 | 0 | 0 | 1 | Diesel | 505 | 755 | 505 | 2021-12-17 | 1.20 | 2021-12-17 | 13.10 | 11.9 | 6009.5 | 5.459 | 32.9056 | -117.239 | 1 | rooftop | 11010 | Torreyana Rd |  |  | San Diego | CA | San Diego County | 92121 | US | San Diego Geographic Information Source - JPA
APCD2021-PTO-003909 | Active | 2021-09-07 | [34H] California Certified Emergency Standby Engine | MAJESTIC PINES CSD | David Shenk | 2722 Lakeview Drive Julian, CA | 92036 | D | Emergency Diesel Engine Generator: Caterpillar, Model C4.4, Engine S/N E5G08043 Generator Serial CAT00C44KCN601088; Model Year 2021; Engine Family MPKXL04.4NR1; Tier 3 certified; 132 bhp rated; driving an 80 kW emergency electrical generator. | 1 | 0 | 0 | 0 | 1 | Diesel | 80 | 132 | 80 | 2021-12-31 | 0.00 | 2022-03-24 | 7.00 | 7 | 560 | 0.5087 | 33.0744 | -116.5825 | 1 | rooftop | 2722 | Lakeview Dr |  |  | Julian | CA | San Diego County | 92036 | US | San Diego Geographic Information Source - JPA
APCD2021-PTO-003912 | Active | 2021-09-14 | [34H] California Certified Emergency Standby Engine | Amazon.com Services LLC | Patrick Vowell | 6971 Otay Mesa Road San Diego, CA | 92154 | S | Emergency Diesel Engine: Caterpillar, Model C18, 1112 BHP, S/N LTH00444, Engine Family LCPXL18.1NYS, Tier 2 certified; driving a 750-kW electrical generator. | 1 | 0 | 0 | 0 | 1 | Diesel | 750 | 1112 | 750 | [5 empty] | 0 | 0 | 32.5685 | -116.9889 | 1 | rooftop | 6971 | Otay Mesa Rd |  |  | San Diego | CA | San Diego County | 92154 | US | City of San Diego
APCD2021-PTO-003913 | Active | 2021-09-14 | [34H] California Certified Emergency Standby Engine | Amazon.com Services LLC | Patrick Vowell | 6971 Otay Mesa Road San Diego, CA | 92154 | S | Emergency Diesel Engine: John Deere, Model 6135HFC48A, 526 BHP, S/N R570809, Engine Family LJDXL13.5103, Tier 3 certified; driving a 2000-gpm fire pump. | 1 | 0 | 0 | 0 | 1 | Diesel |  | 526 | 392.2382 | [5 empty] | 0 | 0 | 32.5685 | -116.9889 | 1 | rooftop | 6971 | Otay Mesa Rd |  |  | San Diego | CA | San Diego County | 92154 | US | City of San Diego
APCD2021-PTO-003916 | Active | 2021-09-15 | [34H] California Certified Emergency Standby Engine | Amazon.com Services LLC | Patrick Vowell | 6971 Otay Mesa Road San Diego, CA | 92154 | S | Emergency Diesel Engine: John Deere, Model 6068HFC48B, 226 BHP, S/N R570799, Engine Family LJDXL13.5103, Tier 3 certified; driving a driving a 2000-gpm fire pump. | 1 | 0 | 0 | 0 | 1 | Diesel |  | 226 | 168.5282 | [5 empty] | 0 | 0 | 32.5685 | -116.9889 | 1 | rooftop | 6971 | Otay Mesa Rd |  |  | San Diego | CA | San Diego County | 92154 | US | City of San Diego
APCD2021-PTO-003945 | Active | 2021-09-21 | [34H] California Certified Emergency Standby Engine | Apple Inc. | Kate Phin | 9775 Towne Centre Drive San Diego, CA | 92121 | G | Emergency Diesel Engine Generator: Kohler Diesel, Model KD27V12, 1195 BHP, S/N 2020 16 0806, Engine Family LLHAL45.0ESP, Tier 2 certified; driving an 891-kW emergency electrical generator. | 1 | 0 | 0 | 0 | 1 | Diesel | 891 | 1195 | 891 | [5 empty] | 0 | 0 | 32.8858 | -117.2094 | 1 | rooftop | 9775 | Towne Centre Dr |  |  | San Diego | CA | San Diego County | 92121 | US | San Diego Geographic Information Source - JPA
APCD2021-PTO-003951 | Active | 2021-09-23 | [34W] Registered Engine (Rule 12) | Healthpeak Properties, Inc. |  | 11011 N Torrey Pines Road La Jolla, CA | 92037 | I | Registration of existing emergency engine: Ford, Model LSG-8751-6005-A, S/N 14040T-30RL, rated at 168 bhp, natural gas fueled, driving a 100 KW generator. | 0 | 0 | 1 | 0 | 1 | Natural Gas | 100 | 168 | 100 | [5 empty] | 0 | 0 | 32.9037 | -117.2429 | 1 | range_interpolation | 11011 | N Torrey Pines Rd |  |  | LA Jolla | CA | San Diego County | 92037 | US | TIGER/LineÂ® dataset from the US Census Bureau
APCD2021-PTO-003998 | Active | 2021-10-08 | [34C] Emergency Standby Engine | Warner Springs Estates Homeowner Association | Julie Adler | 35109 Highway 79 Warner Springs, CA | 92086 | B | Emergency gas engine: Cummins, Model WSG-1068A, S/N 0098-8198-08, rated at 176 bhp, propane fueled, equipped with built-in three way catalyst, electronic air to fuel ratio controller, driving a 100 KW generator. | 0 | 0 | 0 | 1 | 1 | Propane | 100 | 176 | 100 | 2021-11-02 | 618.10 | 2021-11-02 | 655.80 | 37.7 | 3770 | 3.1061 | 33.3409 | -116.722 | 1 | range_interpolation | 35109 | Hwy 79 |  |  | Warner Springs | CA | San Diego County | 92086 | US | TIGER/LineÂ® dataset from the US Census Bureau
APCD2021-PTO-004000 | Active | 2021-10-08 | [34H] California Certified Emergency Standby Engine | BP3-SD5 5510 Morehouse Drive LLC, a Delaware limited liability company |  | 5510 Morehouse Dr San Diego, CA | 92121 | G | Emergency diesel engine generator: Caterpillar / Perkins, Model 2206D-E13TAG3, S/N TGDF5332N10760F; Model Year 2020; Engine Family LCPXL12.5NYS; Tier 3 certified; 583 bhp rated; driving a 435 kW emergency electrical generator. | 1 | 0 | 0 | 0 | 1 | Diesel | 435 | 583 | 435 | [5 empty] | 0 | 0 | 32.895 | -117.1988 | 1 | rooftop | 5510 | Morehouse Dr |  |  | San Diego | CA | San Diego County | 92121 | US | San Diego Geographic Information Source - JPA
APCD2021-PTO-004002 | Active | 2021-10-09 | [34H] California Certified Emergency Standby Engine | Greystar 6th & Olive, LLC. | Bob Oslie | 2728 6th Ave San Diego, CA | 92103 | M | Emergency Diesel Engine Generator: Mitsubishi, Model S12A2-Y2PTAW-2, S/N 29671; Model Year 2019; Engine Family KMVXL33.9BBA; Tier 2 certified; 1207 bhp rated; driving a 750 kW emergency electrical generator. Operating hours:17.8 hours per calendar year for testing and maintenance operation. | 1 | 0 | 0 | 0 | 1 | Diesel | 750 | 207 | 750 | [5 empty] | 0 | 0 | 32.7337 | -117.1597 | 1 | rooftop | 2728 | 6th Ave |  |  | San Diego | CA | San Diego County | 92103 | US | San Diego Geographic Information Source - JPA
APCD2021-PTO-004003 | Active | 2021-10-09 | [34H] California Certified Emergency Standby Engine | Lake Cuyamaca Recreation | Race H. Paddock | 15027 Hwy 79 Julian, CA | 92036 | D | Emergency engine: Kohler, Model KG2204T, S/N D181199690, rated at 64.1 bhp, propane fueled, Model Year 2018, EPA certified of engine family number JKHXB2.237DT, with air to fuel ratio controller, equipped with NETT Technologies Inc.TG Series three-way catalyst, driving a 38 KW generator. | 0 | 0 | 0 | 1 | 1 | Propane | 38 | 64.1 | 38 | 2022-04-08 | 254.80 | 2022-04-08 | 255.60 | 0.8 | 30.4 | 0.025047 | 32.9857 | -116.5853 | 1 | rooftop | 15027 | Highway 79 |  |  | Julian | CA | San Diego County | 92036 | US | San Diego Geographic Information Source - JPA
APCD2021-PTO-004004 | Active | 2021-10-09 | [34H] California Certified Emergency Standby Engine | County of San Diego Juvenile Justice | Thomas Rathgeb | 2840 Meadow Lark Dr. San Diego, CA | 92123 | J | Emergency diesel engine generator: Mitsubishi, Model S16R-Y2PTAW-1, S/N 24778; Model Year 2020; Engine Family LMVXL65.4BBA; Tier 2 certified; 2346 bhp rated; driving a 1750 kW emergency electrical generator. | 1 | 0 | 0 | 0 | 1 | Diesel | 750 | 346 | 750 | [5 empty] | 0 | 0 | 32.795 | -117.1524 | 1 | rooftop | 2840 | Meadow Lark Dr |  |  | San Diego | CA | San Diego County | 92123 | US | San Diego Geographic Information Source - JPA
APCD2021-PTO-004005 | Active | 2021-10-14 | [34H] California Certified Emergency Standby Engine | County of San Diego | Patrick Broe | 10690 Highway 76 Pala, CA | 92059 | A | Emergency Diesel Engine Generator: Generac, Model D3400T-Gen 1, S/N TP9J00700; Model Year 2019; Engine Family KKMCL3.41D43; Tier 3 certified; 86 bhp rated; driving a 50 kW emergency electrical generator | 1 | 0 | 0 | 0 | 1 | Diesel | 50 | 86 | 50 | [5 empty] | 0 | 0 | 33.3618 | -117.1047 | 1 | range_interpolation | 10690 | Hwy 76 |  |  | Pala | CA | San Diego County | 92059 | US | TIGER/LineÂ® dataset from the US Census Bureau
APCD2021-PTO-004013 | Active | 2021-10-25 | [34H] California Certified Emergency Standby Engine | Hyatt | Matt Cook | 101 Mission Avenue Oceanside, CA | 92054 | C | Emergency Diesel Engine Generator: Volvo, Model TWD1643GE, 903 BHP, S/N 2016126329, Engine Family KVPXL16.1ACW, Tier 2 certified; driving a 600-kW emergency electrical generator. | 1 | 0 | 0 | 0 | 1 | Diesel | 600 | 903 | 600 | 2022-08-10 | 16.10 | 2022-08-10 | 23.80 | 7.7 | 4620 | 4.1968 | 33.1937 | -117.383 | 1 | range_interpolation | 101 | Mission Ave |  |  | Oceanside | CA | San Diego County | 92054 | US | TIGER/LineÂ® dataset from the US Census Bureau
APCD2021-PTO-004014 | Active | 2021-10-25 | [34H] California Certified Emergency Standby Engine | Hyatt | Matt Cook | 201 North Myers Street Oceanside, CA | 92054 | C | Emergency Diesel Engine Generator: John Deere, Model 6135HFG84, 617 BHP, S/N RG6135L036230, Engine Family KJDXL13.5146, Tier 3 certified; driving a 405-kW emergency electrical generator. | 1 | 0 | 0 | 0 | 1 | Diesel | 405 | 617 | 405 | 2022-08-10 | 16.20 | 2022-08-10 | 23.70 | 7.5 | 3037.5 | 2.7592 | 33.1953 | -117.3833 | 1 | range_interpolation | 201 | N Myers St |  |  | Oceanside | CA | San Diego County | 92054 | US | TIGER/LineÂ® dataset from the US Census Bureau
APCD2021-PTO-004015 | Active | 2021-10-25 | [34H] California Certified Emergency Standby Engine | UCSD | Valerie Fanning | 9500 Gilman Dr Dept 0089 San Diego, CA | 92093 | I | Emergency Diesel Engine Generator: Caterpillar, Model C27, 1114 BHP, S/N MJE05204, Engine Family MCPXL27.0NZS, Tier 2 certified; driving a 750-kW emergency electrical generator. | 1 | 0 | 0 | 0 | 1 | Diesel | 750 | 1114 | 750 | 2021-10-19 | 0.20 | 2022-07-22 | 12.10 | 11.9 | 8925 | 8.1074 | 32.8758 | -117.2396 | 0.9 | rooftop | 9500 | Gilman Dr | Dept | 89 | LA Jolla | CA | San Diego County | 92093 | US | San Diego Geographic Information Source - JPA
APCD2021-PTO-004016 | Active | 2021-10-25 | [34H] California Certified Emergency Standby Engine | Hologic |  | 6060 Nancy Ridge Dr San Diego, CA | 92121 | G | Emergency Diesel Engine Generator: Liebherr Machines Bulle SA, Model KD27V12, S/N 2021160261; Model Year 2021; Engine Family MLHAL45.0ESP; Tier 2 certified; 1195 bhp rated; driving an 800 kW emergency electrical generator. Vertical exhaust stack located 14 ft. above ground. | 1 | 0 | 0 | 0 | 1 | Diesel | 800 | 195 | 800 | [5 empty] | 0 | 0 | 32.8894 | -117.1887 | 1 | rooftop | 6060 | Nancy Ridge Dr |  |  | San Diego | CA | San Diego County | 92121 | US | San Diego Geographic Information Source - JPA
APCD2021-PTO-004018 | Active | 2021-10-29 | [34H] California Certified Emergency Standby Engine | Cue Health, Inc. | Matt Rowe | 2620 Commerce Way Vista, CA | 92081 | B | Emergency Diesel Engine Generator: Kohler, Model KD62V12, S/N 2020730121; Model Year 2020; Engine Family LLHAL103.ESP; Tier 2 certified; 3352 bhp rated; driving a 2500 kW emergency electrical generator. Vertical exhaust. Annual testing and maintenance limit: 15 hours. | 1 | 0 | 0 | 0 | 1 | Diesel | 500 | 352 | 500 | 2021-12-31 | 1.30 | 2022-04-14 | 14.00 | 12.7 | 6350 | 5.7683 | 33.1473 | -117.2228 | 1 | rooftop | 2620 | Commerce Way |  |  | Vista | CA | San Diego County | 92081 | US | San Diego Geographic Information Source - JPA
APCD2021-PTO-004020 | Active | 2021-11-01 | [34H] California Certified Emergency Standby Engine | San Diego Sycamore LLC | Facilities Manager | 10665 Sorrento Valley Road San Diego, CA | 92121 | G | Emergency Diesel Engine Generator: John Deere, Model 4045HF285I, S/N PE4045N027389; Model Year 2020; Engine Family LJDXL04.5119; Tier 3 certified; 158 bhp rated; driving a 100 kW emergency electrical generator. | 1 | 0 | 0 | 0 | 1 | Diesel | 100 | 158 | 100 | 2021-12-02 | 2.75 | 2021-12-02 | 2.75 | 0 | 0 | 0 | 32.8983 | -117.2196 | 1 | rooftop | 10665 | Sorrento Valley Rd |  |  | San Diego | CA | San Diego County | 92121 | US | San Diego Geographic Information Source - JPA
APCD2021-PTO-004030 | Active | 2021-11-12 | [34H] California Certified Emergency Standby Engine | Janssen Research & Development LLC-EHSS Department | Patrick McQuinn | 3210 Merryfield Row San Diego, CA | 92121 | G | Emergency Diesel Engine Generator: Cummins, Model QST30-G5 NR2, S/N 37284045; Model Year 2021; Engine Family MCEXL030.AAD; Tier 2 certified; 1482 bhp rated; driving a 1000 kW emergency electrical generator. Vertical exhaust stack with flapper, located 20 ft above ground. | 1 | 0 | 0 | 0 | 1 | Diesel | 1000 | 482 | 1000 | 2022-03-24 | 7.45 | 2022-03-24 | 15.50 | 8.05 | 8050 | 7.3126 | 32.9005 | -117.2367 | 1 | range_interpolation | 3210 | Merryfield Row |  |  | San Diego | CA | San Diego County | 92121 | US | TIGER/LineÂ® dataset from the US Census Bureau
APCD2021-PTO-004067 | Active | 2021-11-19 | [34H] California Certified Emergency Standby Engine | SANCO Services |  | 1044 W Washington Ave Escondido, CA | 92025 | D | Emergency Diesel Engine Generator: FPT Industrial S.p.A., Model F3AE9685A-E, 449 BHP, S/N E003-209456, Engine Family KFPXL10.3TR3, Tier 3 certified; driving a 300-kW emergency electrical generator. Annual testing and maintenance limit: 19 hours. | 1 | 0 | 0 | 0 | 1 | Diesel | 300 | 449 | 300 | [5 empty] | 0 | 0 | 33.1234 | -117.099 | 1 | rooftop | 1044 | W Washington Ave W |  |  | Escondido | CA | San Diego County | 92025 | US | San Diego Geographic Information Source - JPA
APCD2021-PTO-004073 | Active | 2021-11-22 | [34H] California Certified Emergency Standby Engine | BioScience Properties Inc. | Kelly Rookus | 11425 Sorrento Valley Road San Diego, CA | 92121 | G | Emergency Diesel Engine Generator: John Deere, Model 6068HFG85A, 315 BHP, S/N PE6068N015390, Engine Family LJDXL13.5103, Tier 3 certified; driving a 200-kW emergency electrical generator. Annual testing and maintenance limit: 32 hours. | 1 | 0 | 0 | 0 | 1 | Diesel | 200 | 315 | 200 | 2021-12-31 | 5.00 | 2022-05-12 | 8.75 | 3.75 | 750 | 0.68129 | 32.9104 | -117.2293 | 1 | rooftop | 11425 | Sorrento Valley Rd |  |  | San Diego | CA | San Diego County | 92121 | US | San Diego Geographic Information Source - JPA
APCD2021-PTO-004074 | Active | 2021-11-23 | [34H] California Certified Emergency Standby Engine | CUE Health | Clint Sever | 9877 Waples Street San Diego, CA | 92121 | G | Emergency Diesel Engine Generator: Kohler Diesel, Model KD2000, 2923 BHP, S/N 2020 T3 0128, Engine Family LLHAL103.ESP, Tier 2 certified, equipped with a vertical stack; driving a 2000-kW emergency electrical generator. | 1 | 0 | 0 | 0 | 1 | Diesel | 2000 | 2923 | 2000 | [5 empty] | 0 | 0 | 32.9039 | -117.1802 | 1 | rooftop | 9877 | Waples St |  |  | San Diego | CA | San Diego County | 92121 | US | San Diego Geographic Information Source - JPA
APCD2021-PTO-004079 | Active | 2021-11-23 | [34H] California Certified Emergency Standby Engine | San Diego Inspire 2, LLC | Gricelda Dawson | 11545 Sorrento Valley Road San Diego, CA | 92121 | G | Emergency Diesel Engine Generator: John Deere, Model 4045HF285H, 158 BHP, S/N PE4045N030234, Engine Family MJDXL04.5119, Tier 3 certified; driving a 100 kW emergency electrical generator. 0.5-ft. diameter stack located 10 ft. above ground. | 1 | 0 | 0 | 0 | 1 | Diesel | 100 | 158 | 100 | [5 empty] | 0 | 0 | 32.9126 | -117.2305 | 1 | rooftop | 11545 | Sorrento Valley Rd |  |  | San Diego | CA | San Diego County | 92121 | US | San Diego Geographic Information Source - JPA
APCD2021-PTO-004080 | Active | 2021-11-24 | [34H] California Certified Emergency Standby Engine | Catalent San Diego | Ryan Henderson | 7330 Carroll Rd San Diego, CA | 92121 | G | Emergency Diesel Engine Generator: John Deere, Model 6135HF485S, 617 BHP, S/N RG6135L038801, Engine Family MJDXL13.5103, Tier 3 certified; driving a 400 kW emergency electrical generator. Annual Testing and Maintenance Limit: 44 hours per calendar year. | 1 | 0 | 0 | 0 | 1 | Diesel | 400 | 617 | 400 | [5 empty] | 0 | 0 | 32.8862 | -117.1645 | 1 | rooftop | 7330 | Carroll Rd |  |  | San Diego | CA | San Diego County | 92121 | US | San Diego Geographic Information Source - JPA
APCD2021-PTO-004096 | Active | 2021-12-01 | [34H] California Certified Emergency Standby Engine | Access Biologicals, LLC | Michael Crowley II | 995 Park Center Drive Vista, CA | 92081 | B | Emergency Diesel Engine Generator: John Deere, Model 6069HF484B, S/N RG6090L144971; Model Year 2021; Engine Family MJDXL09.0114; Tier 3 certified; 385 bhp rated; driving a 250 kW emergency electrical generator. | 1 | 0 | 0 | 0 | 1 | Diesel | 250 | 385 | 250 | 2021-12-31 | 0.80 | 2022-04-14 | 5.30 | 4.5 | 1125 | 1.0219 | 33.1453 | -117.2283 | 1 | rooftop | 995 | Park Center Dr |  |  | Vista | CA | San Diego County | 92081 | US | San Diego Geographic Information Source - JPA
APCD2021-PTO-004097 | Active | 2021-12-02 | [34H] California Certified Emergency Standby Engine | Societal CDMO San Diego, LLC | Dave Foster | 6828 Nancy Ridge Dr, Ste 100 San Diego, CA | 92121 | G | Emergency Diesel Engine: John Deere, Model 6060HFG86A, S/N RG6090L141525; Engine Family LJDXL09.0114; Tier 3 certified; 463 bhp rated; driving a 300-kW emergency generator. | 1 | 0 | 0 | 0 | 1 | Diesel | 300 | 463 | 300 | [5 empty] | 0 | 0 | 32.8865 | -117.1758 | 1 | rooftop | 6828 | Nancy Ridge Dr | Ste | 100 | San Diego | CA | San Diego County | 92121 | US | San Diego Geographic Information Source - JPA
APCD2021-PTO-004099 | Active | 2021-12-08 | [34H] California Certified Emergency Standby Engine | Father Joe's Village | Bill Bolstad | 1400 Commercial Street San Diego, CA | 92113 | P | Emergency Diesel Engine Generator: John Deere, Model 6135HFG75, 755 BHP, S/N RG6135G012453, Model Year 2020, Tier 3 certified of Engine Family Number LJDXL13.5132; driving a 500-kW electrical generator. Vertically exhausts 153 ft. above ground. | 1 | 0 | 0 | 0 | 1 | Diesel | 500 | 755 | 500 | [5 empty] | 0 | 0 | 32.7054 | -117.1515 | 1 | range_interpolation | 1400 | Commercial St |  |  | San Diego | CA | San Diego County | 92113 | US | TIGER/LineÂ® dataset from the US Census Bureau
APCD2021-PTO-004102 | Active | 2021-12-09 | [34H] California Certified Emergency Standby Engine | USMC Base Public Utilities U34 | Mark Bonsavage | Building 430624 (Booster Pump Station) Camp Pendleton, CA | 92055 | A | Emergency Diesel Engine Generator: FPT Industrial S.p.A, Model F4GE9685A*J, S/N J602-01497313; Model Year 2017; Engine Family HFPXL06.7DGB; Tier 3 certified; 198 bhp rated; driving a 100 kW emergency electrical generator. Functional Group: Community Support / Public Utilities | 1 | 0 | 0 | 0 | 1 | Diesel | 100 | 198 | 100 | [5 empty] | 0 | 0 | 33.3877 | -117.4448 | 0.5 | place |  |  |  |  | Camp Pendleton | CA | San Diego County | 92055 | US | TIGER/LineÂ® dataset from the US Census Bureau
APCD2021-PTO-004103 | Active | 2021-12-09 | [34H] California Certified Emergency Standby Engine | USMC Base Public Utilities U34 | Mark Bonsavage | Building 43977 (Sewer Lift Station) Camp Pendleton, CA | 92055 | A | Emergency Diesel Engine Generator: FPT Industrial S.p.A, Model F4GE9685A*J, S/N J602-01495385; Model Year 2017; Engine Family HFPXL06.7DGB; Tier 3 certified; 198 bhp rated; driving a 100 kW emergency electrical generator. Functional Group: Community Support / Public Utilities. | 1 | 0 | 0 | 0 | 1 | Diesel | 100 | 198 | 100 | [5 empty] | 0 | 0 | 33.3877 | -117.4448 | 0.5 | place |  |  |  |  | Camp Pendleton | CA | San Diego County | 92055 | US | TIGER/LineÂ® dataset from the US Census Bureau
APCD2021-PTO-004104 | Active | 2021-12-09 | [34H] California Certified Emergency Standby Engine | USMC Base Military Support | Mark Bonsavage | Building 43951 (Ammo Segregation Facilites),Ammo Segregation Facilites Camp Pendleton, CA | 92055 | A | Emergency Diesel Engine Generator: FPT Industrial S.p.A, Model F4HE9685A*J, S/N J102-01512434; Model Year 2017; Engine Family HFPXL06.7DGS; Tier 3 certified; 279 bhp rated; driving a 150 kW emergency electrical generator. Functional Group: Military Support / Functions. | 1 | 0 | 0 | 0 | 1 | Diesel | 150 | 279 | 150 | [5 empty] | 0 | 0 | 33.3877 | -117.4448 | 0.5 | place |  |  |  |  | Camp Pendleton | CA | San Diego County | 92055 | US | TIGER/LineÂ® dataset from the US Census Bureau
APCD2021-PTO-004109 | Active | 2021-12-15 | [34H] California Certified Emergency Standby Engine | Millipore Sigma | Oliver Castilleja | 2827 Whiptail Loop Carlsbad, CA | 92010 | C | Emergency Diesel Engine Generator: Mitsubishi, Model S16R-Y2PTAW2-1, 2923 BHP, S/N 24879, Engine Family LMVXL65.4BBA, Tier 2 certified; driving a 2000-kW emergency electrical generator. | 1 | 0 | 0 | 0 | 1 | Diesel | 2000 | 2923 | 2000 | 2021-10-15 | 0.00 | 2022-08-04 | 21.40 | 21.4 | 42800 | 38.8792 | 33.1421 | -117.2544 | 1 | rooftop | 2827 | Whiptail Loop |  |  | Carlsbad | CA | San Diego County | 92010 | US | Sandoval
APCD2021-PTO-004110 | Active | 2021-12-15 | [34H] California Certified Emergency Standby Engine | Commander Navy Region SW | John Jay | Naval Air Station North Island Coronado, CA | 92135 | O | Emergency Diesel Engine Generator: Caterpillar, Model 3512C ATAAC, 1825 BHP, S/N LYH00208, Engine Family HCPXL78.1NZS-016, Tier 2 certified; equipped with a diesel particulate filter, Rypos, Model ADPF-4; driving a 1230-kW emergency electrical generator. | 1 | 0 | 0 | 0 | 1 | Diesel | 230 | 1825 | 230 | 2022-06-10 | 0.40 | 2022-06-10 | 15.20 | 14.8 | 3404 | 3.0922 | 32.6992 | -117.2096 | 1 | place |  |  |  |  | Coronado | CA | San Diego County | 92118 | US | TIGER/LineÂ® dataset from the US Census Bureau
APCD2021-PTO-004111 | Active | 2021-12-15 | [34H] California Certified Emergency Standby Engine | Commander Navy Region SW | John Jay | Naval Air Station North Island Coronado, CA | 92135 | O | Emergency Diesel Engine Generator: Caterpillar, Model 3512C ATAAC, 1825 BHP, S/N LYH00209, Engine Family HCPXL78.1NZS-016, Tier 2 certified; equipped with a diesel particulate filter, Rypos, Model ADPF-4; driving a 1230-kW emergency electrical generator. | 1 | 0 | 0 | 0 | 1 | Diesel | 230 | 1825 | 230 | 2022-06-10 | 0.80 | 2022-06-10 | 16.50 | 15.7 | 3611 | 3.2802 | 32.6992 | -117.2096 | 1 | place |  |  |  |  | Coronado | CA | San Diego County | 92118 | US | TIGER/LineÂ® dataset from the US Census Bureau
APCD2021-PTO-004112 | Active | 2021-12-15 | [34H] California Certified Emergency Standby Engine | Commander Navy Region SW | John Jay | Naval Air Station North Island Coronado, CA | 92135 | O | Emergency Diesel Engine Generator: Caterpillar, Model 3512C ATAAC, 1825 BHP, S/N LYH00210, Engine Family HCPXL78.1NZS-016, Tier 2 certified; equipped with a diesel particulate filter, Rypos, Model ADPF-4; driving a 1230-kW emergency electrical generator. | 1 | 0 | 0 | 0 | 1 | Diesel | 230 | 1825 | 230 | 2022-06-10 | 0.70 | 2022-06-10 | 15.10 | 14.4 | 3312 | 3.0086 | 32.6992 | -117.2096 | 1 | place |  |  |  |  | Coronado | CA | San Diego County | 92118 | US | TIGER/LineÂ® dataset from the US Census Bureau
APCD2022-PTO-004136 | Active | 2022-01-11 | [34H] California Certified Emergency Standby Engine | U.S. General Services Administration | Casey Schanbeck | 9777 Via de la Amistad San Diego, CA | 92154 | S | Emergency Diesel Engine Generator: Mitsubishi, Model S12R-Y2PTAW-1, 1881 BHP, S/N 19506, Manufactured in December 2020, Engine Family MMVXL49.0BBA, Tier 2 certified; driving a 1403-kW emergency electrical generator. | 1 | 0 | 0 | 0 | 1 | Diesel | 403 | 1881 | 403 | 2022-05-05 | 1.90 | 2022-05-05 | 17.90 | 16 | 6448 | 5.8573 | 32.5519 | -116.9357 | 1 | rooftop | 9777 | Via De La Amistad |  |  | San Diego | CA | San Diego County | 92154 | US | San Diego Geographic Information Source - JPA
APCD2022-PTO-004136 | Active | 2022-01-11 | [34H] California Certified Emergency Standby Engine | US General Services Administration | Miguel Sanchez | 2500 Paseo Internacional Rd San Diego, CA | 92154 | S | Emergency Diesel Engine Generator: Mitsubishi, Model S12R-Y2PTAW-1, 1881 BHP, S/N 19506, Manufactured in December 2020, Engine Family MMVXL49.0BBA, Tier 2 certified; driving a 1403-kW emergency electrical generator. | 1 | 0 | 0 | 0 | 1 | Diesel | 403 | 1881 | 403 | 2022-05-05 | 1.90 | 2022-05-05 | 17.90 | 16 | 6448 | 5.8573 | 32.5519 | -116.9392 | 1 | range_interpolation | 2500 | Pso Internacional |  |  | San Diego | CA | San Diego County | 92154 | US | TIGER/LineÂ® dataset from the US Census Bureau
APCD2022-PTO-004137 | Active | 2022-01-11 | [34H] California Certified Emergency Standby Engine | US General Services Administration | Miguel Sanchez | 2500 Paseo Internacional Rd San Diego, CA | 92154 | S | Emergency Diesel Engine Generator: John Deere, Model 6135HFG75, 755 BHP, S/N RG6135G014107, Engine Family MJDXL13.5132, Tier 3 certified; driving a 505-kW emergency electrical generator. | 1 | 0 | 0 | 0 | 1 | Diesel | 505 | 755 | 505 | 2022-05-05 | 0.50 | 2022-05-05 | 13.75 | 13.25 | 6691.25 | 6.0783 | 32.5519 | -116.9392 | 1 | range_interpolation | 2500 | Pso Internacional |  |  | San Diego | CA | San Diego County | 92154 | US | TIGER/LineÂ® dataset from the US Census Bureau
APCD2022-PTO-004137 | Active | 2022-01-11 | [34H] California Certified Emergency Standby Engine | U.S. General Services Administration | Casey Schanbeck | 9777 Via de la Amistad San Diego, CA | 92154 | S | Emergency Diesel Engine Generator: John Deere, Model 6135HFG75, 755 BHP, S/N RG6135G014107, Engine Family MJDXL13.5132, Tier 3 certified; driving a 505-kW emergency electrical generator. | 1 | 0 | 0 | 0 | 1 | Diesel | 505 | 755 | 505 | 2022-05-05 | 0.50 | 2022-05-05 | 13.75 | 13.25 | 6691.25 | 6.0783 | 32.5519 | -116.9357 | 1 | rooftop | 9777 | Via De La Amistad |  |  | San Diego | CA | San Diego County | 92154 | US | San Diego Geographic Information Source - JPA
APCD2022-PTO-004138 | Active | 2022-01-11 | [34H] California Certified Emergency Standby Engine | US General Services Administration | Miguel Sanchez | 2500 Paseo Internacional Rd San Diego, CA | 92154 | S | Emergency Diesel Engine Generator: John Deere, Model 6135HFG75, 755 BHP, S/N RG6135G014103, Engine Family MJDXL13.5132, Tier 3 certified; driving a 505-kW emergency electrical generator. | 1 | 0 | 0 | 0 | 1 | Diesel | 505 | 755 | 505 | 2022-05-05 | 0.57 | 2022-05-05 | 11.55 | 10.98 | 5544.9 | 5.0369 | 32.5519 | -116.9392 | 1 | range_interpolation | 2500 | Pso Internacional |  |  | San Diego | CA | San Diego County | 92154 | US | TIGER/LineÂ® dataset from the US Census Bureau
APCD2022-PTO-004138 | Active | 2022-01-11 | [34H] California Certified Emergency Standby Engine | U.S. General Services Administration | Casey Schanbeck | 9777 Via de la Amistad San Diego, CA | 92154 | S | Emergency Diesel Engine Generator: John Deere, Model 6135HFG75, 755 BHP, S/N RG6135G014103, Engine Family MJDXL13.5132, Tier 3 certified; driving a 505-kW emergency electrical generator. | 1 | 0 | 0 | 0 | 1 | Diesel | 505 | 755 | 505 | 2022-05-05 | 0.57 | 2022-05-05 | 11.55 | 10.98 | 5544.9 | 5.0369 | 32.5519 | -116.9357 | 1 | rooftop | 9777 | Via De La Amistad |  |  | San Diego | CA | San Diego County | 92154 | US | San Diego Geographic Information Source - JPA
APCD2022-PTO-004140 | Active | 2022-01-19 | [34H] California Certified Emergency Standby Engine | CA State University San Marcos |  | 333 S Twin Oaks Valley Rd San Marcos, CA | 92096 | E | Emergency Diesel Engine Generator: Volvo, Model TWD1643GE, 903 BHP, S/N 2016139341, Engine Family LVPXL16.1ACW, Tier 2 certified; driving a 674-kW emergency electrical generator. | 1 | 0 | 0 | 0 | 1 | Diesel | 674 | 903 | 674 | [5 empty] | 0 | 0 | 33.1267 | -117.1551 | 1 | rooftop | 333 | S Twin Oaks Valley Rd S |  |  | San Marcos | CA | San Diego County | 92078 | US | San Diego Geographic Information Source - JPA
APCD2022-PTO-004142 | Active | 2022-01-25 | [34H] California Certified Emergency Standby Engine | Thermo Fisher Scientific | Geoff Fortuna | 5781 Van Allen Way Carlsbad, CA | 92008 | C | Emergency Diesel Engine Generator: Mitsubishi, Model S16R-Y2PTAW2-1, S/N 25360; Model Year 2021; Engine Family MMVXL65.4BBA; Tier 2 certified; 2923 bhp rated; driving a 2000 kW emergency electrical generator. Vertically exhausts with flapper valve, 15.25 feet above ground. | 1 | 0 | 0 | 0 | 1 | Diesel | 2000 | 923 | 2000 | 2022-01-01 | 0.80 | 2022-01-01 | 5.00 | 4.2 | 8400 | 7.6305 | 33.1395 | -117.2854 | 1 | rooftop | 5781 | Van Allen Way |  |  | Carlsbad | CA | San Diego County | 92008 | US | San Diego Geographic Information Source - JPA
APCD2022-PTO-004143 | Active | 2022-01-25 | [34H] California Certified Emergency Standby Engine | Amazon.com Services LLC - SCA4 | Paul Wilson | 16915 Via Del Campo San Diego, CA | 92127 | F | Emergency Diesel Engine Generator: Perkins, Model 2506C-E15TAG3, 762 BHP, S/N MGDF5333N15354G, Engine Family MCPXL15.2NZS, Tier 2 certified; driving a 500-kW fire pump. 0.5-ft. diameter stack located 9.5 ft. above ground. | 1 | 0 | 0 | 0 | 1 | Diesel | 500 | 762 | 500 | [5 empty] | 0 | 0 | 33.0198 | -117.0922 | 1 | rooftop | 16915 | Via Del Campo |  |  | San Diego | CA | San Diego County | 92127 | US | San Diego Geographic Information Source - JPA
APCD2022-PTO-004146 | Active | 2022-01-27 | [34H] California Certified Emergency Standby Engine | County of San Diego - San Ysidro | Patrick Broe | 4515 Otay Mesa Rd San Ysidro, CA | 92154 | S | Emergency Diesel Engine: FPT Industrial, Model F4GE9485A*J, S/N 01793817; Engine Family LFPXL06.7DGB; Tier 3 certified; 131 bhp rated; driving a Generac SD080 80-kW emergency generator. Vertical exhaust with flapper valve, 7.8 feet above ground. | 1 | 0 | 0 | 0 | 1 | Diesel | 80 | 131 | 80 | 2022-05-05 |  | 2022-05-05 |  |  | 0 | 0 | 32.5628 | -117.0384 | 1 | range_interpolation | 4515 | Otay Mesa Rd |  |  | San Ysidro | CA | San Diego County | 92173 | US | TIGER/LineÂ® dataset from the US Census Bureau
APCD2022-PTO-004155 | Active | 2022-02-17 | [34H] California Certified Emergency Standby Engine | Inovio | Marvin Bautista | 6769 Mesa Ridge Road San Diego, CA | 92121 | G | Emergency Diesel Engine Generator: John Deere, Model 4045HF2851, 158 BHP, S/N PE4045N003748, Engine Family GJDXL04.5119, Tier 3 certified; driving a 118-kW emergency electrical generator. Exhaust is vertical with a flapper-type raincap. | 1 | 0 | 0 | 0 | 1 | Diesel | 118 | 158 | 118 | 2022-06-30 | 17.60 | 2022-06-30 | 20.30 | 2.7 | 318.6 | 0.28941 | 32.9014 | -117.1727 | 1 | rooftop | 6769 | Mesa Ridge Rd |  |  | San Diego | CA | San Diego County | 92121 | US | San Diego Geographic Information Source - JPA
APCD2022-PTO-004169 | Active | 2022-03-02 | [34H] California Certified Emergency Standby Engine | Argonaut Manufacturing Services | Eric Benson | 1896 Rutherford Road Carlsbad, CA | 92010 | C | Emergency Diesel Engine Generator: MTU, Model 10V1600G80S, 752 BHP, S/N 95010501066, Engine Family MMDDL21.0ZWR, Tier 2 certified; driving a 500-kW emergency electrical generator. 0.5-ft. diameter stack located 11.4 ft. above ground. | 1 | 0 | 0 | 0 | 1 | Diesel | 500 | 752 | 500 | [5 empty] | 0 | 0 | 33.1349 | -117.2832 | 1 | rooftop | 1896 | Rutherford Rd |  |  | Carlsbad | CA | San Diego County | 92008 | US | San Diego Geographic Information Source - JPA
APCD2022-PTO-004170 | Active | 2022-03-02 | [34H] California Certified Emergency Standby Engine | ARE-SD Region No 23 | Bryan Hubberts | 3013 Science Park Road San Diego, CA | 92121 | G | Emergency Diesel Engine Generator: Mitsubishi, Model S16R-Y2PTAW-1, S/N 25160; Model Year 2020; Engine Family LMVXL65.4BBA; Tier 2 certified; 2346 bhp rated; driving a 1600 kW emergency electrical generator. Vertical stack with flapper, 16.25 feet above ground. | 1 | 0 | 0 | 0 | 1 | Diesel | 600 | 346 | 600 | [5 empty] | 0 | 0 | 32.9011 | -117.2401 | 1 | rooftop | 3013 | Science Park Rd |  |  | San Diego | CA | San Diego County | 92121 | US | San Diego Geographic Information Source - JPA
APCD2022-PTO-004171 | Active | 2022-03-02 | [34H] California Certified Emergency Standby Engine | BRE-BMR Oberlin LP | Michael Oleston | 5555 Oberlin Dr San Diego, CA | 92121 | G | Emergency Diesel Engine Generator: John Deere, Model 4045HF285I, S/N PE4045N030064; Model Year 2020; Engine Family MJDXL04.5119; Tier 3 certified; 158 bhp rated; driving a 100 kW emergency electrical generator. | 1 | 0 | 0 | 0 | 1 | Diesel | 100 | 158 | 100 | 2022-03-25 | 0.30 | 2022-03-25 | 10.00 | 9.7 | 970 | 0.88114 | 32.8912 | -117.1972 | 1 | rooftop | 5555 | Oberlin Dr |  |  | San Diego | CA | San Diego County | 92121 | US | San Diego Geographic Information Source - JPA
APCD2022-PTO-004173 | Active | 2022-03-08 | [34H] California Certified Emergency Standby Engine | United States Marine Corps | Mark Bonsavage | Bldg 12109U2 Vandergrift Blvd (Sewage Lift Station) Camp Pendleton, CA | 92055 | A | Emergency Diesel Engine Generator: FPT Industrial S.p.A., Model F4GE9485A*J, 131 BHP, S/N 1882719, Engine Family MFPXL06.7DGB, Tier 3 certified; driving a 80-kW emergency electrical generator. 0.3-ft. diameter exhaust stack located 8.1 ft. above ground. | 1 | 0 | 0 | 0 | 1 | Diesel | 80 | 131 | 80 | [5 empty] | 0 | 0 | 33.3877 | -117.4448 | 1 | place |  |  |  |  | Camp Pendleton | CA | San Diego County | 92055 | US | TIGER/LineÂ® dataset from the US Census Bureau
APCD2022-PTO-004176 | Active | 2022-03-10 | [34H] California Certified Emergency Standby Engine | General Atomics Aeronautical Systems | Kara Seliga | 14177 Kirkham Way Poway, CA | 92064 | F | Emergency Engine: Doosan, Model D111L, 302 BHP, natural gas fired, engine family number LPSIB11.1NGP, S/N EEIOH009780, equipped with a three-way catalyst, driving a 200-kW generator. | 0 | 0 | 1 | 0 | 1 | Natural Gas | 200 | 302 | 200 | 2022-08-31 | 4.00 | 2022-08-31 | 4.00 | 0 | 0 | 0 | 32.9358 | -117.0219 | 1 | rooftop | 14177 | Kirkham Way |  |  | Poway | CA | San Diego County | 92064 | US | San Diego Geographic Information Source - JPA
APCD2022-PTO-004188 | Active | 2022-03-28 | [34H] California Certified Emergency Standby Engine | Thermo Fisher Scientific | Geoff Fortuna | 5791 Van Allen Way Carlsbad, CA | 92008 | C | Emergency Diesel Engine Generator: Mitsubishi, Model S16R-Y2PTAW2-1, S/N 24678; Model Year 2020; Engine Family LMVXL65.4BBA; Tier 2 certified; 2923 bhp rated; driving a 2180 kW emergency electrical generator. Annual testing and maintenance limit: 22 hours. | 1 | 0 | 0 | 0 | 1 | Diesel | 180 | 923 | 180 | 2022-01-01 | 6.40 | 2022-01-01 | 9.50 | 3.1 | 558 | 0.50688 | 33.1374 | -117.288 | 1 | rooftop | 5791 | Van Allen Way |  |  | Carlsbad | CA | San Diego County | 92008 | US | San Diego Geographic Information Source - JPA
APCD2022-PTO-004198 | Active | 2022-04-12 | [34H] California Certified Emergency Standby Engine | Quidel Corporation | Ken Dryden | 10015 Waples Ct San Diego, CA | 92121 | G | Emergency Diesel Engine: Mitsubishi, Model S16R-Y2PTAW-1, 2346 BHP, S/N 24834, Engine Family LMVXL65.4BBA, Tier 2 certified; driving a 1600-kW emergency electrical generator. Exhaust Stack: vertical, 1.0-ft. diameter, flapper-type raincap, 8.5 ft. above ground. Annual Testing and Maintenance Limit: 19.4 hours. | 1 | 0 | 0 | 0 | 1 | Diesel | 600 | 2346 | 600 | [5 empty] | 0 | 0 | 32.9017 | -117.1792 | 1 | rooftop | 10015 | Waples Ct |  |  | San Diego | CA | San Diego County | 92121 | US | Sandoval
APCD2022-PTO-004203 | Active | 2022-04-21 | [34H] California Certified Emergency Standby Engine | Portsmouth Naval Shipyard Det San Diego | Christian Kost | North Pier Naval Base Point Loma San Diego, CA | 92106 | I | Emergency diesel engine: Cummins, Model QSB5-G3-NR3, S/N 74037644, rated at 145 bhp, Model Year 2016, Tier 3 certified of Engine Family Number GCEXL0275AAG, driving a 108 KW generator. | 1 | 0 | 0 | 0 | 1 | Diesel | 108 | 145 | 108 | [5 empty] | 0 | 0 | 33.8438 | -117.8934 | 0.9 | street_center |  | N Pear Knl |  |  | Anaheim | CA | Orange County | 92805 | US | TIGER/LineÂ® dataset from the US Census Bureau
APCD2022-PTO-004206 | Active | 2022-04-21 | [34H] California Certified Emergency Standby Engine | Carvana LLC | Mike Fryer | 559 North Hale Avenue Escondido, CA | 92025 | D | Emergency engine: Power Solutions International, Model PSI 14CT, S/N EZZ0G102716, rated at 456 bhp, natural gas fueled, Model Year 2021, EPA certified of engine family number MPSIB14.6NGP driving a 265 KW generator | 0 | 0 | 1 | 0 | 1 | Natural Gas | 265 | 456 | 265 | [5 empty] | 0 | 0 | 33.1214 | -117.1013 | 1 | rooftop | 559 | N Hale Ave |  |  | Escondido | CA | San Diego County | 92025 | US | San Diego Geographic Information Source - JPA
APCD2022-PTO-004207 | Active | 2022-04-27 | [34H] California Certified Emergency Standby Engine | ARE - SD Region No. 66, LLC | Sara Visone | 5505 Morehouse Drive San Diego, CA | 92121 | G | Emergency Diesel Engine: John Deere, Model 6135HFG75, 755 BHP, S/N RG6135G013367, Engine Family LJDXL13.5132, Tier 3 certified; driving a 500-kW emergency electrical generator. Exhaust Stack: vertical, 0.7-ft. diameter, flapper-type raincap, 9.3 ft. above ground. | 1 | 0 | 0 | 0 | 1 | Diesel | 500 | 755 | 500 | [5 empty] | 0 | 0 | 32.8932 | -117.1991 | 1 | rooftop | 5505 | Morehouse Dr |  |  | San Diego | CA | San Diego County | 92121 | US | San Diego Geographic Information Source - JPA
APCD2022-PTO-004211 | Active | 2022-05-04 | [34H] California Certified Emergency Standby Engine | Alexandria Real Estate-SD Region No. 18, LLC. | Jane Green | 5810 Nancy Ridge Drive San Diego, CA | 92121 | G | Emergency Diesel Engine: John Deere Model 6090HFG86, 463 BHP, S/N RG6090L144862, Engine Family MJDXL09.0114, Tier 3 certified; driving a 300-kW emergency electrical generator. Exhaust Stack: vertical, 0.5-ft. diameter, flapper-type raincap, 9.0 ft. above ground. | 1 | 0 | 0 | 0 | 1 | Diesel | 300 | 463 | 300 | 2021-12-10 | 0.50 | 2022-06-30 | 10.60 | 10.1 | 3030 | 2.7524 | 32.8895 | -117.1913 | 1 | rooftop | 5810 | Nancy Ridge Dr |  |  | San Diego | CA | San Diego County | 92121 | US | San Diego Geographic Information Source - JPA
APCD2022-PTO-004229 | Active | 2022-05-31 | [34H] California Certified Emergency Standby Engine | TPSC IX, LLC Bldg 16 | Mark Egan | 10285 Science Center Dr San Diego, CA | 92121 | G | Emergency Diesel Engine: FPT Industrial S.p.A., Model F3AE9685A-E, 449 BHP, S/N E003-210382, Engine Family MFPXL10.3TR3-005, Tier 3 certified; driving a 300-kW emergency electrical generator. Exhaust Stack: vertical, 0.4-ft. diameter, flapper-type raincap, 8 ft. above ground. | 1 | 0 | 0 | 0 | 1 | Diesel | 300 | 449 | 300 | 2022-06-30 | 0.00 | 2022-06-30 | 6.30 | 6.3 | 1890 | 1.7169 | 32.8921 | -117.2301 | 1 | rooftop | 10285 | Science Center Dr |  |  | San Diego | CA | San Diego County | 92121 | US | San Diego Geographic Information Source - JPA
APCD2022-PTO-004232 | Active | 2022-06-01 | [34H] California Certified Emergency Standby Engine | USMC Base Military Support | Jacob Michalski | Building 1521 at Distribution Node Area 15 Camp Pendleton, CA | 92055 | A | Emergency Diesel Engine: John Deere, Model 6135HFG84B, 538 BHP, S/N RG6135L039092, Engine Family MJDXL13.5146, Tier 3 certified; driving a 350-kW emergency electrical generator. Exhaust Stack: vertical, 0.5-ft. diameter, flapper-type raincap, 10 ft. above ground. | 1 | 0 | 0 | 0 | 1 | Diesel | 350 | 538 | 350 | [5 empty] | 0 | 0 | 33.3877 | -117.4448 | 0.5 | place |  |  |  |  | Camp Pendleton | CA | San Diego County | 92055 | US | TIGER/LineÂ® dataset from the US Census Bureau
APCD2022-PTO-004233 | Active | 2022-06-01 | [34H] California Certified Emergency Standby Engine | MG-Island LLC | W. Neil Fox Ill | 1155 Island Ave San Diego, CA | 92101 | N | Emergency diesel engine generator: John Deere, Model 6135HF485S, 617 BHP, S/N RG6135L039547, Engine Family MJDXL13.5103, Tier 3 certified; driving a 400 kW emergency electrical generator. Engine equipped with a Johnson Matthey SDPF3-N-CS-BIEO-10/10-LP diesel particulate filter. 0.7-ft. diameter stack located 14 ft. above ground. | 1 | 0 | 0 | 0 | 1 | Diesel | 400 | 617 | 400 | [5 empty] | 0 | 0 | 32.7102 | -117.1542 | 1 | rooftop | 1155 | Island Ave |  |  | San Diego | CA | San Diego County | 92101 | US | San Diego Geographic Information Source - JPA
APCD2022-PTO-004234 | Active | 2022-06-01 | [34H] California Certified Emergency Standby Engine | MG-Island LLC | W. Neil Fox Ill | 1155 Island Ave San Diego, CA | 92101 | N | Emergency diesel engine generator: John Deere, Model 6135HF485S, 617 BHP, S/N RG6135L039553, Engine Family MJDXL13.5103, Tier 3 certified; driving a 400 kW emergency electrical generator. Engine equipped with a Johnson Matthey SDPF3-N-CS-BIEO-10/10-LP diesel particulate filter. 0.7-ft. diameter stack located 14 ft. above ground. | 1 | 0 | 0 | 0 | 1 | Diesel | 400 | 617 | 400 | [5 empty] | 0 | 0 | 32.7102 | -117.1542 | 1 | rooftop | 1155 | Island Ave |  |  | San Diego | CA | San Diego County | 92101 | US | San Diego Geographic Information Source - JPA
APCD2022-PTO-004235 | Active | 2022-06-01 | [34H] California Certified Emergency Standby Engine | Sunroad Centrum Apartments 6, LP | Craig Bachmann | 4890 Sunroad Centrum Lane San Diego, CA | 92123 | J | Emergency Diesel Engine: John Deere, Model 6090HFG86, 463 BHP, S/N RG6090L142006, Engine Family LJDXL09.0114, Tier 3 certified; driving a 300-kW emergency electrical generator. Exhaust Stack: vertical, 0.7-ft. diameter, flapper-type raincap, 12 ft. above ground. Testing and Maintenance Limit: 43 hours. | 1 | 0 | 0 | 0 | 1 | Diesel | 300 | 463 | 300 | [5 empty] | 0 | 0 | 32.8302 | -117.17 | 0.55 | nearest_rooftop_match | 4736 | Lana Ln |  |  | San Diego | CA | San Diego County | 92117 | US | Sandoval
APCD2022-PTO-004236 | Active | 2022-06-01 | [34H] California Certified Emergency Standby Engine | Amazon.com Services LLC | Cameron McGovern | 7144 Otay Mesa Rd San Diego, CA | 92154 | S | Emergency Diesel Engine: Perkins, Model 2206D-E13TAG3, 619 BHP, S/N TGDF5332N1235G, Engine Family MCPXL12.5NYS, Tier 3 certified; driving a 400-kW emergency generator. 0.4-ft. diameter stack located 6.5 ft. above ground. | 1 | 0 | 0 | 0 | 1 | Diesel | 400 | 619 | 400 | [5 empty] | 0 | 0 | 32.5681 | -116.9863 | 1 | range_interpolation | 7144 | Otay Mesa Rd |  |  | San Diego | CA | San Diego County | 92154 | US | TIGER/LineÂ® dataset from the US Census Bureau
APCD2022-PTO-004237 | Active | 2022-06-01 | [34H] California Certified Emergency Standby Engine | City of Carlsbad | Shawn Fisher | 1775 Dove Lane (Dove Library parking lot) Carlsbad, CA | 92011 | E | Emergency Diesel Engine Generator: Isuzu, Model BR-4JJ1X, S/N 4JJ1-196468; Model Year 2017; Tier 4f certified of Engine Family FSZXL03.0RXB; 87 bhp rated; driving a 60 kW emergency electrical generator. Vertical exhaust with flapper-type raincap, 5.7 feet above ground. | 1 | 0 | 0 | 0 | 1 | Diesel | 60 | 87 | 60 | [5 empty] | 0 | 0 | 33.106 | -117.2692 | 0.9 | range_interpolation | 1775 | Dove Ln |  |  | Carlsbad | CA | San Diego County | 92011 | US | TIGER/LineÂ® dataset from the US Census Bureau
APCD2022-PTO-004238 | Active | 2022-06-02 | [34H] California Certified Emergency Standby Engine | Amazon.com Services LLC | Cameron McGovern | 7144 Otay Mesa Rd San Diego, CA | 92154 | S | Emergency Diesel Engine: John Deere, Model 6068HFC48B, 209 BHP, S/N TBD, Engine Family MJDXL13.5103, Tier 3 certified; driving a 2000-gpm emergency fire pump, Model Clark JU6H-UFADP0. | 1 | 0 | 0 | 0 | 1 | Diesel |  | 209 | 155.8513 | [5 empty] | 0 | 0 | 32.5681 | -116.9863 | 1 | range_interpolation | 7144 | Otay Mesa Rd |  |  | San Diego | CA | San Diego County | 92154 | US | TIGER/LineÂ® dataset from the US Census Bureau
APCD2022-PTO-004239 | Active | 2022-06-02 | [34H] California Certified Emergency Standby Engine | 10045 Mesa Rim Road LP | Ryan Robbins | 10045 Mesa Rim Road San Diego, CA | 92121 | G | Emergency Diesel Engine Generator: John Deere Model 4045HF285K, 197 BHP, S/N PE4045N033446, Engine Family MJDXL06.8120, Tier 3 certified; driving a 125-kW emergency electrical generator. Vertical exhaust with flapper-type raincap, 9 ft. above ground. Annual Testing and Maintenance Limit: 30 hours. | 1 | 0 | 0 | 0 | 1 | Diesel | 125 | 197 | 125 | [5 empty] | 0 | 0 | 32.9009 | -117.1769 | 1 | rooftop | 10045 | Mesa Rim Rd |  |  | San Diego | CA | San Diego County | 92121 | US | San Diego Geographic Information Source - JPA
APCD2022-PTO-004240 | Active | 2022-06-02 | [34H] California Certified Emergency Standby Engine | USC | Ryan Hill | 9880 Mesa Rim San Diego, CA | 92121 | G | Emergency Diesel Engine Generator: Perkins, Model 2506C-E15TAG3, 762 BHP, S/N MGDF5333N15955G, Engine Family MCPXL15.2NZS, Tier 2 certified; driving a 500-kW emergency electrical generator. 0.5-ft. diameter stack located 11 feet above ground. | 1 | 0 | 0 | 0 | 1 | Diesel | 500 | 762 | 500 | [5 empty] | 0 | 0 | 32.8982 | -117.1803 | 1 | rooftop | 9880 | Mesa Rim Rd |  |  | San Diego | CA | San Diego County | 92121 | US | San Diego Geographic Information Source - JPA
APCD2022-PTO-004241 | Active | 2022-06-02 | [34H] California Certified Emergency Standby Engine | Amazon Corporate LLC |  | 3266 Lionshead Ave Carlsbad, CA | 92010 | C | Emergency Diesel Engine Generator: Iveco/FPT Industrial S.P.A., Model F4HE9685A*J, 279 BHP, S/N 1853520, Engine Family MFPXL06.7DGS, Tier 3 certified; driving a 150-kW emergency electrical generator. Vertical exhaust with flapper-type raincap, 9.9 ft. above ground. | 1 | 0 | 0 | 0 | 1 | Diesel | 150 | 279 | 150 | [5 empty] | 0 | 0 | 33.1343 | -117.2314 | 1 | rooftop | 3266 | Lionshead Ave |  |  | Carlsbad | CA | San Diego County | 92010 | US | San Diego Geographic Information Source - JPA
APCD2022-PTO-004243 | Active | 2022-06-02 | [34H] California Certified Emergency Standby Engine | BRE-BMR Oberlin LP | Michael Oleston | 5601 Oberlin Dr San Diego, CA | 92121 | G | Emergency Diesel Engine Generator: JOHN DEERE, Model 6068HFG85A, 315 BHP, S/N PE6068N020127, model year 2021, Tier 3 certified of Engine Family MJDXL13.5103; driving a 200 kW emergency electrical generator. Vertical exhaust with flapper-type raincap, 12 feet above ground. | 1 | 0 | 0 | 0 | 1 | Diesel | 200 | 315 | 200 | [5 empty] | 0 | 0 | 32.8912 | -117.1972 | 1 | rooftop | 5601 | Oberlin Dr |  |  | San Diego | CA | San Diego County | 92121 | US | San Diego Geographic Information Source - JPA
APCD2022-PTO-004251 | Active | 2022-06-13 | [34H] California Certified Emergency Standby Engine | TPSC IX, LLC Bldg 15 | Mark Egan | 10275 Science Center Dr San Diego, CA | 92121 | G | Emergency Diesel Engine Generator: Perkins, Model 2806C-E18TAG3, 909 BHP, S/N JGDF5335N07874F, Model Year 2020, Tier 2 certified of Engine Family LCPXL18.1NYS; driving a 600-kW emergency electrical generator. Vertical exhaust with flapper-type raincap, 12 feet above ground. | 1 | 0 | 0 | 0 | 1 | Diesel | 600 | 909 | 600 | 2021-12-02 | 0.00 | 2022-07-05 | 10.50 | 10.5 | 6300 | 5.7229 | 32.8913 | -117.2304 | 1 | rooftop | 10275 | Science Center Dr |  |  | San Diego | CA | San Diego County | 92121 | US | San Diego Geographic Information Source - JPA
APCD2022-PTO-004258 | Active | 2022-06-14 | [34H] California Certified Emergency Standby Engine | Foundation Medicine Inc | Serena Hill | 11010 Torreyana Rd San Diego, CA | 92121 | G | Emergency Diesel Engine Generator: John Deere, Model 6090HF484B, 385 BHP, S/N RG6090L144698, Engine Family MJDXL09.0114, Tier 3 certified; driving a 255-kW emergency electrical generator; Exhaust is vertical with a flapper-type rain cap. | 1 | 0 | 0 | 0 | 1 | Diesel | 255 | 385 | 255 | [5 empty] | 0 | 0 | 32.9056 | -117.239 | 1 | rooftop | 11010 | Torreyana Rd |  |  | San Diego | CA | San Diego County | 92121 | US | San Diego Geographic Information Source - JPA
APCD2022-PTO-004264 | Active | 2022-06-17 | [34H] California Certified Emergency Standby Engine | Pacific Western Bank | Greg Florentine | 2701 Loker Avenue West Carlsbad, CA | 92010 | C | Emergency Natural Gas Engine Generator: Cummins, Model QSJ5.9G-G3, S/N K210001106; Model Year 2021; Engine Family MCEXB05.9ALB ; 114 bhp rated; driving a 70 kW emergency electrical generator. Vertical exhaust with flapper-type raincap, 8 feet above ground. | 0 | 0 | 1 | 0 | 1 | Natural Gas | 70 | 114 | 70 | [5 empty] | 0 | 0 | 33.1304 | -117.2594 | 1 | range_interpolation | 2701 | Loker Ave W |  |  | Carlsbad | CA | San Diego County | 92010 | US | TIGER/LineÂ® dataset from the US Census Bureau
APCD2022-PTO-004265 | Active | 2022-06-21 | [34H] California Certified Emergency Standby Engine | Hotel Del Coronado - South Beach | Mike Denison | 1500 Orange Ave Coronado, CA | 92118 | O | Emergency Diesel Engine Generator: John Deere, Model 6135HF485, 617 BHP, S/N RG6135L039954, Engine Family MJDXL13.5103, Tier 3 certified; driving a 410-kW emergency electrical generator. Vertical exhaust with flapper-type raincap, 10 feet above ground. Annual testing and maintenance limit: 45 hours. | 1 | 0 | 0 | 0 | 1 | Diesel | 410 | 617 | 410 | 2022-08-11 | 3.20 | 2022-08-11 | 6.50 | 3.3 | 1353 | 1.2291 | 32.6812 | -117.1781 | 1 | rooftop | 1500 | Orange Ave |  |  | Coronado | CA | San Diego County | 92118 | US | San Diego Geographic Information Source - JPA
APCD2022-PTO-004273 | Active | 2022-06-28 | [34H] California Certified Emergency Standby Engine | HCP TPSC, LLC | Sean Harvey | 11085 N Torrey Pines Road La Jolla, CA | 92037 | I | Emergency Diesel Engine Generator: John Deere, Model 6135HFG84, 538 BHP, S/N RG6135L040043, Engine Family MJDXL13.5146, Tier 3 certified; driving a 350-kW emergency electrical generator. Vertical exhaust with flapper-type raincap. 10.2 ft. above ground. | 1 | 0 | 0 | 0 | 1 | Diesel | 350 | 538 | 350 | [5 empty] | 0 | 0 | 32.9043 | -117.2431 | 1 | range_interpolation | 11085 | N Torrey Pines Rd |  |  | LA Jolla | CA | San Diego County | 92037 | US | TIGER/LineÂ® dataset from the US Census Bureau
APCD2022-PTO-004279 | Active | 2022-07-06 | [34H] California Certified Emergency Standby Engine | KPBS Public Broadcasting | Alvin Shoemaker | 5200 Campanile Dr San Diego, CA | 92182 | K | Emergency Diesel Engine Generator: Volvo, Model TWD1644GE, S/N 2016145510; Model Year 2021; Engine Family MVPXL16.1ACW; Tier 2 certified; 903 bhp rated; driving a 600 kW emergency electrical generator. Vertical exhaust with flapper-type raincap, 11.75 ft above ground. | 1 | 0 | 0 | 0 | 1 | Diesel | 600 | 903 | 600 | [5 empty] | 0 | 0 | 32.7714 | -117.0722 | 0.82 | nearest_rooftop_match | 5118 | Campanile Dr |  |  | San Diego | CA | San Diego County | 92115 | US | San Diego Geographic Information Source - JPA
APCD2022-PTO-004288 | Active | 2022-07-18 | [34H] California Certified Emergency Standby Engine | Alexandria Real Estate |  | 10055 Barnes Canyon Rd San Diego, CA | 92121 | G | Emergency Diesel Engine Generator: Mitsubishi, Model S12R-Y2PTAW-1, S/N 19558; Model Year 2021; Engine Family MMVXL49.0BBA; Tier 2 certified; 1881 bhp rated; driving a 1250 kW emergency electrical generator. Vertical exhaust with flapper-type raincap, 15 feet above ground. Annual testing and maintenance limit: 16 hours. | 1 | 0 | 0 | 0 | 1 | Diesel | 250 | 881 | 250 | [5 empty] | 0 | 0 | 32.8973 | -117.2011 | 1 | rooftop | 10055 | Barnes Canyon Rd |  |  | San Diego | CA | San Diego County | 92121 | US | San Diego Geographic Information Source - JPA
APCD2022-PTO-004289 | Active | 2022-07-18 | [34H] California Certified Emergency Standby Engine | ScaleMatrix | Owner Manager | 5775 Kearney Villa Rd San Diego, CA | 92123 | J | Emergency Diesel Engine Generator: MTU, Model 16V4000G84S, 3,353 BHP, S/N 5482000368, Engine Family LMDDL95.4GTZ, Tier 2 certified; driving a 2,250-kW emergency electrical generator. 0.8-ft. diameter stack located 12 ft. above ground. Annual Testing and Maintenance Limit: 21 hours. | 1 | 0 | 0 | 0 | 1 | Diesel | 250 | 353 | 250 | 2022-01-01 | 0.60 | 2022-01-01 | 10.00 | 9.4 | 2350 | 2.1347 | 32.8376 | -117.1327 | 1 | rooftop | 5775 | Kearny Villa Rd |  |  | San Diego | CA | San Diego County | 92123 | US | San Diego Geographic Information Source - JPA
APCD2022-PTO-004304 | Active | 2022-08-02 | [34H] California Certified Emergency Standby Engine | DexCom, Inc. | Derek Holm | 9455 Waples Street San Diego, CA | 92121 | G | Emergency Diesel Engine Generator: Kohler, Model KD27V12, S/N 2021160634; Model Year 2021; Engine Family MLHAL45.0ESP; Tier 2 certified; 1195 bhp rated; driving an 800 kW emergency electrical generator. Annual testing and maintenance limit: 49 hours. | 1 | 0 | 0 | 0 | 1 | Diesel | 800 | 195 | 800 | [5 empty] | 0 | 0 | 32.9011 | -117.1833 | 1 | rooftop | 9455 | Waples St |  |  | San Diego | CA | San Diego County | 92121 | US | San Diego Geographic Information Source - JPA
APCD2022-PTO-004305 | Active | 2022-08-03 | [34H] California Certified Emergency Standby Engine | UCSD | Sam Petersen | 9500 Gilman Dr San Diego, CA | 92093 | I | Emergency Diesel Engine Generator: Caterpillar, Model C13, 609 BHP, S/N PW301482, Engine Family NCPXL12.5NYS, Tier 3 certified; driving a 350-kW emergency electrical generator. Vertical exhaust with flapper-type raincap, located 8.5 ft. above ground. Annual testing and maintenance limit: 43 hours per calendar year. | 1 | 0 | 0 | 0 | 1 | Diesel | 350 | 609 | 350 | [5 empty] | 0 | 0 | 32.8758 | -117.2396 | 0.9 | rooftop | 9500 | Gilman Dr |  |  | LA Jolla | CA | San Diego County | 92093 | US | San Diego Geographic Information Source - JPA
APCD2022-PTO-004319 | Active | 2022-08-23 | [34H] California Certified Emergency Standby Engine | San Diego Foundry LLC | Eric Hotovy | 9330 Scranton Road San Diego, CA | 92121 | G | Emergency Diesel Engine Generator: Kohler, Model KD27V12, 1195 BHP, S/N 2021160449, Engine Family MLHAL45.0ESP, Tier 2 certified; driving 800-kW emergency electrical generators. 1.0-ft. diameter stack located 12.9 ft. above ground. Annual testing and maintenance limit: 17 hours per year. | 1 | 0 | 0 | 0 | 1 | Diesel | 800 | 1195 | 800 | [5 empty] | 0 | 0 | 32.8914 | -117.2031 | 1 | rooftop | 9330 | Scranton Rd |  |  | San Diego | CA | San Diego County | 92121 | US | San Diego Geographic Information Source - JPA
APCD2022-PTO-004320 | Active | 2022-08-23 | [34H] California Certified Emergency Standby Engine | San Diego Foundry LLC | Eric Hotovy | 9330 Scranton Road San Diego, CA | 92121 | G | Emergency Diesel Engine Generator: Kohler, Model KD27V12, 1195 BHP, S/N 2021160498, Engine Family MLHAL45.0ESP, Tier 2 certified; driving 800-kW emergency electrical generators. 1.0-ft. diameter stack located 12.9 ft. above ground. Annual testing and maintenance limit: 17 hours per year. | 1 | 0 | 0 | 0 | 1 | Diesel | 800 | 1195 | 800 | [5 empty] | 0 | 0 | 32.8914 | -117.2031 | 1 | rooftop | 9330 | Scranton Rd |  |  | San Diego | CA | San Diego County | 92121 | US | San Diego Geographic Information Source - JPA
APCD2022-PTO-004327 | Active | 2022-08-26 | [34H] California Certified Emergency Standby Engine | Mesa Bio Tech | George Picone | 9440 Carroll Park Road San Diego, CA | 92121 | G | Emergency Diesel Engine Generator: Kohler, Model KD27V12, S/N 2021160212; Model Year 2021; Engine Family MLHAL45.0ESP; Tier 2 certified; 1195 bhp rated; driving an 800 kW emergency electrical generator | 1 | 0 | 0 | 0 | 1 | Diesel | 800 | 195 | 800 | [5 empty] | 0 | 0 | 32.8875 | -117.1731 | 1 | rooftop | 9440 | Carroll Park Dr |  |  | San Diego | CA | San Diego County | 92121 | US | San Diego Geographic Information Source - JPA
APCD2022-PTO-004328 | Active | 2022-08-30 | [34H] California Certified Emergency Standby Engine | BlueNalu, INC | Ryan Galarneau | 6060 Nancy Ridge Drive, Suite 100 San Diego, CA | 92121 | G | Emergency Diesel Engine Generator: Perkins, Model 1706D-E93TAG2, 480 BHP, S/N YGDF1103N00591H, Engine Family MCPXL08.8NZS, Tier 3 certified; driving a 341-kW emergency electrical generator; Vertical exhaust with flapper-type rain cap, 13.3 feet above ground. | 1 | 0 | 0 | 0 | 1 | Diesel | 341 | 480 | 341 | [5 empty] | 0 | 0 | 32.8894 | -117.1887 | 1 | rooftop | 6060 | Nancy Ridge Dr | Ste | 100 | San Diego | CA | San Diego County | 92121 | US | San Diego Geographic Information Source - JPA
APCD2022-PTO-004329 | Active | 2022-08-30 | [34H] California Certified Emergency Standby Engine | Pacific BioPharma Logistics, Inc. | Edward Foster | 11895 Community Road Poway, CA | 92064 | F | Emergency Diesel Engine Generator: John Deere, Model 6068HFG85A, 315 BHP, S/N PE6068N020148, Engine Family MJDXL13.5103, Tier 3 certified; driving a 200-kW emergency electrical generator. Vertical exhaust with flapper-type rain cap, 11.7 feet above ground. | 1 | 0 | 0 | 0 | 1 | Diesel | 200 | 315 | 200 | [5 empty] | 0 | 0 | 32.9335 | -117.049 | 1 | rooftop | 11895 | Community Rd |  |  | Poway | CA | San Diego County | 92064 | US | San Diego Geographic Information Source - JPA
APCD2022-PTO-004330 | Active | 2022-08-30 | [34H] California Certified Emergency Standby Engine | USN RADIO RECEIVING FACILITY |  | HOOPER BL CORONADO, CA | 92118 | O | Emergency Diesel Engine Generator: Mitsubishi., Model S12H-Y2PTAW-1, 1528 BHP, S/N 35591, Engine Family MMVXL37.1BBA, Tier 2 certified; driving a 1000-kW emergency electrical generator; Vertical exhaust with flapper-type rain cap, 9.83 feet above ground. | 1 | 0 | 0 | 0 | 1 | Diesel | 1000 | 1528 | 1000 | [5 empty] | 0 | 0 | 32.6992 | -117.2096 | 0.5 | place |  |  |  |  | Coronado | CA | San Diego County | 92118 | US | TIGER/LineÂ® dataset from the US Census Bureau
APCD2022-PTO-004332 | Active | 2022-09-08 | [34H] California Certified Emergency Standby Engine | San Ysidro School District | Marilyn Adrianzen | 4350 Otay Mesa Road San Ysidro, CA | 92173 | O | Emergency Diesel Engine Generator: John Deere, Model 6090HF484, S/N RG6090L145692; Model Year 2021; Engine Family MJDXL09.0114; Tier 3 certified; 385 bhp rated; equipped with a Johnson-Matthey DPF, Model SDPF2-N-CSBITO- 8/8-LP, S/N 1141423-001; driving a 250 kW emergency electrical generator. | 1 | 0 | 0 | 0 | 1 | Diesel | 250 | 385 | 250 | [5 empty] | 0 | 0 | 32.562 | -117.0397 | 1 | range_interpolation | 4350 | Otay Mesa Rd |  |  | San Ysidro | CA | San Diego County | 92173 | US | TIGER/LineÂ® dataset from the US Census Bureau
APCD2022-PTO-004343 | Active | 2022-09-19 | [34H] California Certified Emergency Standby Engine | San Diego Inspire 5, LLC | Iliana Perez | 11588 Sorrento Valley Rd San Diego, CA | 92121 | G | Emergency diesel engine generator: John Deere, Model 4045HF285, S/N PE4045N035636; Model Year 2022; Engine Family NJDXL04.5119; Tier 3 certified; 158 bhp rated; driving a 100 kW emergency electrical generator. | 1 | 0 | 0 | 0 | 1 | Diesel | 100 | 158 | 100 | [5 empty] | 0 | 0 | 32.9119 | -117.233 | 1 | rooftop | 11588 | Sorrento Valley Rd |  |  | San Diego | CA | San Diego County | 92121 | US | San Diego Geographic Information Source - JPA
APCD2022-PTO-004344 | Active | 2022-09-19 | [34H] California Certified Emergency Standby Engine | City of Oceanside | Jeremy Kemp | 1630 Oceanside Blvd Oceanside, CA | 92054 | C | Emergency Diesel Engine Generator: John Deere, Model 6135HF485T, 538 BHP, S/N RG6135L039672, Engine Family MJDXL13.5103, Tier 3 certified; driving a 350-kW emergency electrical generator; Exhaust is vertical with a flapper-type rain cap. Annual testing and maintenance limit: 32 hours. | 1 | 0 | 0 | 0 | 1 | Diesel | 350 | 538 | 350 | [5 empty] | 0 | 0 | 33.1881 | -117.3651 | 1 | rooftop | 1630 | Oceanside Blvd |  |  | Oceanside | CA | San Diego County | 92054 | US | San Diego Geographic Information Source - JPA
APCD2022-PTO-004346 | Active | 2022-09-20 | [34H] California Certified Emergency Standby Engine | Exagen Inc. | Thomas Marquez | 1261 Liberty Way Vista, CA | 92081 | B | Emergency engine: PSI, Model PSI-8.8L, S/N 8.8L0018430, rated at 259 bhp, natural gas fueled, EPA certified with three-way catalyst and electronic air to fuel ratio controller of engine family number MPSIB8.80EMT, driving a 150 KW generator. | 0 | 0 | 1 | 0 | 1 | Natural Gas | 150 | 259 | 150 | [5 empty] | 0 | 0 | 33.1376 | -117.2318 | 1 | rooftop | 1261 | Liberty Way |  |  | Vista | CA | San Diego County | 92081 | US | San Diego Geographic Information Source - JPA
APCD2022-PTO-004349 | Active | 2022-09-21 | [34H] California Certified Emergency Standby Engine | Fairmont Senior Housing CIC, LP and Fairmount Family Housing, LP | Ron Brockhoff | 4320 & 4340 44th. Street San Diego, CA | 92115 | J | Emergency Diesel Engine Generator: Perkins/Caterpillar, Model C7.1, S/N 45503459, Model Year 2021, Tier 3 certified of Engine Family MPKXL07.0PW1, 229 BHP rated; driving a 125-kW emergency electrical generator. Vertical exhaust with flapper-type raincap, 77 feet above ground. | 1 | 0 | 0 | 0 | 1 | Diesel | 125 | 229 | 125 | [5 empty] | 0 | 0 | 32.7556 | -117.1004 | 1 | rooftop | 4320 | 44th St |  |  | San Diego | CA | San Diego County | 92115 | US | San Diego Geographic Information Source - JPA
APCD2022-PTO-004356 | Active | 2022-09-26 | [34H] California Certified Emergency Standby Engine | Western Fire Protection, Inc. | Manny Cesena | 5670 Kearny Mesa Road San Diego, CA | 92111 | M | Emergency Diesel Engine: John Deere, Model 4045HFC28A, 144 BHP, S/N PE4045N039036, Engine Family NJDXL04.5119, Tier 3 certified; driving a 2000-gpm emergency fire pump: Clark, Model JU4H-UFADW8, S/N SO171740P. Vertical exhaust with flapper-type rain cap, 0.33-ft. diameter, stack located 7.0 ft. above ground. | 1 | 0 | 0 | 0 | 1 | Diesel |  | 144 | 107.3808 | [5 empty] | 0 | 0 | 32.8396 | -117.1385 | 1 | rooftop | 5670 | Kearny Mesa Rd |  |  | San Diego | CA | San Diego County | 92111 | US | San Diego Geographic Information Source - JPA
APCD1998-PTO-960489 | Retired | 2009-07-31 | [34W] Registered Engine (Rule 12) | UCSD | General Manager | 9500 Gilman Dr Dept 0089 San Diego, CA | 92093 | I | EMERGENCY ENGINE GENERATOR: 117 HP IHC MODEL C549 NATURAL GAS ENGINE S/N 174753. 7/98 GDS 960489 | 0 | 0 | 1 | 0 | 1 | Natural Gas |  | 117 | 87.2469 | [5 empty] | 0 | 0 | 32.8758 | -117.2396 | 0.9 | rooftop | 9500 | Gilman Dr | Dept | 89 | LA Jolla | CA | San Diego County | 92093 | US | San Diego Geographic Information Source - JPA
APCD1998-PTO-971418 | Retired | 2009-07-31 09:26 | [34W] Registered Engine (Rule 12) | USMC Recruit Depot | Jesselton Gregorio | Barnett Av & Pacific Hy San Diego, CA | 92140 | M | LOW-USE PORTABLE DIESEL ENGINE: JOHN DEERE, MODEL 402OT, YEAR UNKNOWN, S/N 343197, 57 HP, NO EMISSIONS CONTROL EQUIPMENT, TIER 0, DRIVING A SEWAGE PUMP | 1 | 0 | 0 | 0 | 1 | Diesel |  | 57 | 42.5049 | [5 empty] | 0 | 0 | 33.0263 | -117.2512 | 0.8 | intersection |  | Brand Crst |  |  | Encinitas | CA | San Diego County | 92024 | US | TIGER/LineÂ® dataset from the US Census Bureau
APCD1999-PTO-961980 | Retired | 2009-07-31 | [34H] California Certified Emergency Standby Engine | Rohr Inc, a UTC Aerospace Systems Company | Rick Sordia | 850 Lagoon Dr Chula Vista, CA | 91910 | Q | EMERGENCY ENGINE GENERATOR SET: MAKE GENERAC, MODEL SG045 (FORD 5.4L V-8) , S/N 3001969008 (GENERAC) / E172A 270616 1790138 (FORD), FUELED WITH NATURAL GAS, 71 BHP, MODEL YEAR 2017, ENGINE FAMILY NUMBER HGNXB05.42L1, DRIVING A 45 KW GENERATOR. BLDG 1 | 0 | 0 | 1 | 0 | 1 | Natural Gas | 45 | 71 | 45 | [5 empty] | 0 | 0 | 32.6356 | -117.0997 | 1 | range_interpolation | 850 | Lagoon Dr |  |  | Chula Vista | CA | San Diego County | 91910 | US | TIGER/LineÂ® dataset from the US Census Bureau
APCD1999-PTO-971864 | Retired | 2009-07-31 21:39 | [34W] Registered Engine (Rule 12) | Pacific Bell | Facility Manager | 14010 Midland Rd Poway, CA | 92064 | F | EMERGENCY ENGINE: CATERPILLAR, MODEL 3406, DIESEL FIRED, 375 BHP,S/N 2WB03744, DRIVING AN ELECTRIC GENERATOR, 200 KW.(09/98 ALC 971864) | 1 | 0 | 0 | 0 | 1 | Diesel | 200 | 375 | 200 | [5 empty] | 0 | 0 | 32.9678 | -117.0363 | 1 | range_interpolation | 14010 | Midland Rd |  |  | Poway | CA | San Diego County | 92064 | US | TIGER/LineÂ® dataset from the US Census Bureau
APCD1999-PTO-972556 | Retired | 2009-07-31 | [34W] Registered Engine (Rule 12) | Jim's Air Aviation Services Inc | General Manager | 2904 Pacific Hwy San Diego, CA | 92101 | N | AIRCRAFT GROUND POWER UNIT: -DETROIT DIESEL ENGINE -MODEL 4-71, 143 HP -S/N 658L90-166 DIESEL FIRED APPL # 972556 EFH 1//99 | 1 | 0 | 0 | 0 | 1 | Diesel |  | 143 | 106.6351 | [5 empty] | 0 | 0 | 32.7326 | -117.1755 | 1 | range_interpolation | 2904 | Pacific Hwy |  |  | San Diego | CA | San Diego County | 92101 | US | TIGER/LineÂ® dataset from the US Census Bureau
APCD1999-PTO-973222 | Retired | 2009-07-31 13:02 | [34W] Registered Engine (Rule 12) | SD City of Metro Wastewater Dept | Neil Tran | 3775 Morena Blvd San Diego, CA | 92117 | M | EMERGENCY GENERATOR ENGINE SET: 164 BHP, MITSUBISHI DIESEL ENGINE, MODEL 6D16-T, S/N 3681022, DRIVING A 100 KW EMERGENCY GENERATOR (PORTABLE). 973222 EAD 10/20/99 | 1 | 0 | 0 | 0 | 1 | Diesel | 100 | 164 | 100 | [5 empty] | 0 | 0 | 32.8094 | -117.2136 | 1 | range_interpolation | 3775 | Morena Blvd |  |  | San Diego | CA | San Diego County | 92117 | US | TIGER/LineÂ® dataset from the US Census Bureau
APCD2000-PTO-970556 | Retired | 2009-07-31 | [34W] Registered Engine (Rule 12) | SD State University | Alvin Shoemaker | 5500 Campanile Dr San Diego, CA | 92182 | K | EMERGENCY ENGINE GENERATOR, 132 HP FORD MODEL LSG-875 NATURAL GAS ENGINE S/N 13220 K-05-RH TURBOCHARGED. ZURA HALL BASEMENT RM. 11 970556 GDS 2/98 | 0 | 0 | 1 | 0 | 1 | Natural Gas |  | 132 | 98.4324 | [5 empty] | 0 | 0 | 32.7721 | -117.0725 | 1 | rooftop | 5500 | Campanile Dr |  |  | San Diego | CA | San Diego County | 92182 | US | San Diego Geographic Information Source - JPA
APCD2000-PTO-970622 | Retired | 2009-07-31 | [34W] Registered Engine (Rule 12) | Rohr Inc, a UTC Aerospace Systems Company | Rick Sordia | 850 Lagoon Dr Chula Vista, CA | 91910 | Q | EMERGENCY ENGINE, ONAN MODEL 45EM-4XR8/13A, NATURAL GAS FIRED, 45 KW, S/N 0370175670, ROHR ID NO. X-32998. 970622 AFS 25JAN1999 BLDG 61 | 0 | 0 | 1 | 0 | 1 | Natural Gas | 45 | Unknown | 45 | [5 empty] | 0 | 0 | 32.6356 | -117.0997 | 1 | range_interpolation | 850 | Lagoon Dr |  |  | Chula Vista | CA | San Diego County | 91910 | US | TIGER/LineÂ® dataset from the US Census Bureau
APCD2000-PTO-970768 | Retired | 2009-07-31 09:35 | [34W] Registered Engine (Rule 12) | SD State University | Alvin Shoemaker | 5500 Campanile Dr San Diego, CA | 92182 | K | EMERGENCY STANDBY ENGINE: FORD MODEL 45EM-4R8/13A, S/N 1260936932, 67 BHP, NATURAL GAS FUELED, LOCATED AT THE AZTEC CENTER. (970768-CCN-3/98) | 0 | 0 | 1 | 0 | 1 | Natural Gas |  | 67 | 49.9619 | [5 empty] | 0 | 0 | 32.7721 | -117.0725 | 1 | rooftop | 5500 | Campanile Dr |  |  | San Diego | CA | San Diego County | 92182 | US | San Diego Geographic Information Source - JPA
APCD2000-PTO-974203 | Retired | 2009-07-31 | [34W] Registered Engine (Rule 12) | SDG&E Co Rainbow Compressor Station | Environmental Operations | 3051 Rainbow Valley Bl Rainbow, CA | 92028 | A | EMERGENCY ENGINE: WAUKESHA, MODEL 6NKRB, NATURAL GAS FIRED, 200 BHP, S/N 142765, DRIVING AN ELECTRIC GENERATOR. (974203 ALC 11/99) | 0 | 0 | 1 | 0 | 1 | Natural Gas |  | 200 | 149.14 | [5 empty] | 0 | 0 | 33.4283 | -117.1398 | 1 | rooftop | 3051 | Rainbow Valley Blvd |  |  | Fallbrook | CA | San Diego County | 92028 | US | San Diego Geographic Information Source - JPA
APCD2001-PTO-901185 | Retired | 2009-07-31 | [34C] Emergency Standby Engine | SD METRO PUMPING STATION #2 |  | 4077 HARBOR DR N SAN DIEGO, CA | 92106 | I | EMERGENCY GENERATOR SET: CATERPILLAR MODEL G3408B SI 400 HP TURBOCHARGED, AFTERCOOLED, NATURAL GAS FUELED ENGINE, S/N 6NB00946 GENERATING 235 KW. (APPS 901185, 920049 GDS 11/93) 901185 920049 | 0 | 0 | 1 | 0 | 1 | Natural Gas | 235 | 400 | 235 | [5 empty] | 0 | 0 | 33.1485 | -117.3378 | 0.9 | range_interpolation | 4077 | Harbor Dr |  |  | Carlsbad | CA | San Diego County | 92008 | US | TIGER/LineÂ® dataset from the US Census Bureau
APCD2001-PTO-972667 | Retired | 2009-07-31 21:39 | [34W] Registered Engine (Rule 12) | EDICK & WATT INC |  | 1615 FUERTE RANCH RD EL CAJON, CA | 92019 | L | PORTABLE DIESEL ENGINE, CATERPILLAR MODEL 3126, S/N 97R765, 240 BHP,TURBOCHARGED, AFTERCOOLED, MEETS DISTRICT NOX EMISSION STANDARD WITHOUTTIMING RETARD. 972667AFS30DEC1998 | 1 | 0 | 0 | 0 | 1 | Diesel |  | 240 | 178.968 | [5 empty] | 0 | 0 | 32.7652 | -116.9333 | 1 | rooftop | 1615 | Fuerte Ranch Rd |  |  | El Cajon | CA | San Diego County | 92019 | US | San Diego Geographic Information Source - JPA
APCD2002-PTO-961162 | Retired | 2009-07-31 | [34W] Registered Engine (Rule 12) | Southern California Edison | Brian Metz | Hwy 101 Nuclear Gen Station Camp Pendleton, CA | 92058 | A | EMERGENCY GASOLINE ENGINE (FIRE PUMP): FORD, MODEL CSG-6491-6007Z SN: 14708 H-01-RK 126 HORSEPOWER ENGINE FOR A PUMP: HALE, MODEL FB 50 -S/N 96B1845 961162 GDS 7/99 | 0 | 0 | 0 | 0 | 0 | Gasoline |  | Unknown | Unknown | [5 empty] | #VALUE! | 0 | 33.3877 | -117.4448 | 0.5 | place |  |  |  |  | Camp Pendleton | CA | San Diego County | 92055 | US | TIGER/LineÂ® dataset from the US Census Bureau
APCD2002-PTO-975012 | Retired | 2009-07-31 13:03 | [34W] Registered Engine (Rule 12) | Escondido, City of - Water Treatment Plant | General Manager | 3440 E Valley Pkwy Escondido, CA | 92027 | D | EMERGENCY ENGINE: CUMMINS, MODEL GTA 12, PROPANE FIRED, 280 BHP, S/N 25219773, WITH AN EQUINOX CATALYST, MIRATECH, MODEL EO-301 04D1, S/N H1975, DRIVING AN ELECTRIC GENERATOR, LOCATED IN THE AUXILLIARY POWER BLDG. (975012 ALC 06/00) | 0 | 0 | 0 | 1 | 1 | Propane |  | 280 | 208.796 | [5 empty] | 0 | 0 | 33.1565 | -117.0316 | 1 | range_interpolation | 3440 | E Valley Pkwy |  |  | Escondido | CA | San Diego County | 92027 | US | TIGER/LineÂ® dataset from the US Census Bureau
APCD2002-PTO-975013 | Retired | 2009-07-31 12:59 | [34W] Registered Engine (Rule 12) | Escondido City Dept Of Public Works Utilities | Facility Manager | 3440 Valley Pkwy E Escondido, CA | 92027 | D | EMERGENCY ENGINE: CATERPILLAR, MODEL G353D, PROPANE FIRED, 310 BHP, S/N 64B713, DRIVING AN ELECTRIC GENERATOR, LOCATED IN THE CHEMICAL FEED BLDG. (975013 ALC 06/00) | 0 | 0 | 0 | 1 | 1 | Propane |  | 310 | 231.167 | [5 empty] | 0 | 0 | 33.1565 | -117.0316 | 1 | range_interpolation | 3440 | E Valley Pkwy |  |  | Escondido | CA | San Diego County | 92027 | US | TIGER/LineÂ® dataset from the US Census Bureau
APCD2002-PTO-975014 | Retired | 2009-07-31 | [34W] Registered Engine (Rule 12) | RAINBOW MUNICIPAL WATER DISTRICT | JEFF STACY | 3707 HWY 395 S FALLBROOK, CA | 92028 | A | EMERGENCY ENGINE: INTERNATIONAL HARVESTER, MODEL: KR, S/N: V-8-UV-549, GASOLINE FUELED, 172 BHP, DRIVING AN ELECTRIC GENERATOR. (ONAN GENERATOR) EQUIPMENT #141. ON WHEELS. (975014 ALC 06/00) | 0 | 0 | 0 | 0 | 0 | Gasoline |  | 172 | 128.2604 | [5 empty] | 0 | 0 | 33.3237 | -117.1613 | 1 | rooftop | 3707 | S Highway 395 S |  |  | Fallbrook | CA | San Diego County | 92028 | US | San Diego Geographic Information Source - JPA
APCD2002-PTO-975015 | Retired | 2009-07-31 | [34W] Registered Engine (Rule 12) | Rainbow Municipal Water District | Regulatory Compliance | 3707 Hwy 395 S Fallbrook, CA | 92028 | A | EMERGENCY ENGINE: MFR: CONTINENTAL, MODEL: F-163, S/N 168320, 65 BHP, GASOLINE FIRED, EQUIPMENT # 120, ON WHEELS FOR A PORTABLE WELDER. (975015 ALC 06/00) | 0 | 0 | 0 | 0 | 0 | Gasoline |  | 65 | 48.4705 | [5 empty] | 0 | 0 | 33.3237 | -117.1613 | 1 | rooftop | 3707 | S Highway 395 S |  |  | Fallbrook | CA | San Diego County | 92028 | US | San Diego Geographic Information Source - JPA
APCD2002-PTO-975247 | Retired | 2009-07-31 | [34W] Registered Engine (Rule 12) | USN Air Station NORIS (2) Pub Wks | Commanding Officer | NAS North Island San Diego, CA | 92135 | O | EMERGENCY ENGINE GENERATOR, 80 HP ALLIS CHALMERS DIESEL ENGINE MODEL 3500, S/N 3D63668R. APPL# 975247 EFH 10/00 | 1 | 0 | 0 | 0 | 1 | Diesel |  | 80 | 59.656 | [5 empty] | 0 | 0 | 33.2328 | -117.352 | 0.8 | street_center |  | New Branch Ct |  |  | Oceanside | CA | San Diego County | 92058 | US | TIGER/LineÂ® dataset from the US Census Bureau
APCD2002-PTO-975541 | Retired | 2009-07-31 | [34W] Registered Engine (Rule 12) | Valley Center Municipal Water District | Bill Morris | 29300 Valley Center Rd Valley Center, CA | 92082 | B | PORTABLE EMERGENCY DIESEL ENGINE: JOHN DEERE, MODEL 4045TF150, S/N PE4045T097788 (GENERATOR UNIT), 90 HP, TURBO CHARGED, TIER 0, DRIVING A 62-KW ELECTRIC GENERATOR. | 1 | 0 | 0 | 0 | 1 | Diesel | 62 | 90 | 62 | [5 empty] | 0 | 0 | 33.2318 | -117.0203 | 1 | rooftop | 29300 | Valley Center Rd |  |  | Valley Center | CA | San Diego County | 92082 | US | San Diego Geographic Information Source - JPA
APCD2002-PTO-976004 | Retired | 2009-07-31 | [34W] Registered Engine (Rule 12) | Sony Electronics Inc | Robert Benavent | 16530 Via Esprillo San Diego, CA | 92127 | F | EMERGENCY ENGINE: ISUZU QD-100, MODEL DCA 40 SSI, TYPE 4BD1 PD-05, DIESEL FIRED, 52 BHP, S/N 248414, DRIVING A 23-KW ELECTRIC GENERATOR. | 1 | 0 | 0 | 0 | 1 | Diesel | 23 | 52 | 23 | [5 empty] | 0 | 0 | 33.0164 | -117.0921 | 1 | rooftop | 16530 | Via Esprillo |  |  | San Diego | CA | San Diego County | 92127 | US | San Diego Geographic Information Source - JPA
APCD2002-PTO-977862 | Retired | 2009-07-31 | [34W] Registered Engine (Rule 12) | San Elijo Water Reclamation Authority | Patricia Berge | 2695 Manchester Av Cardiff, CA | 92007 | E | EMERGENCY ENGINE: WAUKESHA, MODEL F817G, PROPANE FIRED, 134 BHP, S/N 289432, DRIVING A 140-KW KOHLER ELECTRIC GENERATOR. (977862 ALC 04/02) | 0 | 0 | 0 | 1 | 1 | Propane | 140 | 134 | 140 | [5 empty] | 0 | 0 | 38.9502 | -123.6615 | 0.5 | place |  |  |  |  | Manchester | CA | Mendocino County | 95459 | US | TIGER/LineÂ® dataset from the US Census Bureau
APCD2002-PTO-978475 | Retired | 2009-07-31 | [34C] Emergency Standby Engine | CA Highway Patrol | Gary Dines | 4902 Pacific Hy San Diego, CA | 92110 | I | EMERGENCY STANDBY ENGINE: GENERAC MODEL 1397300100, S/N A9046, 55 HP, PROPANE FIRED, CATALYTIC CONVERTER, ENGINE MODEL YEAR 2000, RICH BURN; 35 KW. 978475 AFS 10 OCT 2002 | 0 | 0 | 0 | 1 | 1 | Propane | 35 | 55 | 35 | [5 empty] | 0 | 0 | 32.7641 | -117.2046 | 0.95 | rooftop | 4902 | Pacific Hwy |  |  | San Diego | CA | San Diego County | 92110 | US | Sandoval
APCD2002-PTO-978591 | Retired | 2009-07-31 10:49 | [34W] Registered Engine (Rule 12) | Marathon Equipment Leasing | Timothy Meyer | 801 Civic Center Dr National City, CA | 91950 | Q | INTERNAL COMBUSTION ENGINE. MAKE: DETROIT DIESEL. MODEL:371-SERIES 71.SERIAL NO.:3A67145. BHP RATING: 102 HP. ENGINE DRIVES A PORT WINCH. | 1 | 0 | 0 | 0 | 1 | Diesel |  | 45 | 33.5565 | [5 empty] | 0 | 0 | 32.6693 | -117.1137 | 1 | rooftop | 801 | Civic Center Dr |  |  | National City | CA | San Diego County | 91950 | US | San Diego Geographic Information Source - JPA
APCD2002-PTO-978592 | Retired | 2009-07-31 | [34W] Registered Engine (Rule 12) | Marathon Equipment Leasing | Timothy Meyer | 801 Civic Center Dr National City, CA | 91950 | Q | INTERNAL COMBUSTION ENGINE. MAKE: DETROIT DIESEL. MODEL:371-SERIES 71.SERIAL NO.:3A45673. BHP RATING: 102 HP. DIESEL FUELED. ENGINE DRIVES A PORT WINCH. | 1 | 0 | 0 | 0 | 1 | Diesel |  | 73 | 54.4361 | [5 empty] | 0 | 0 | 32.6693 | -117.1137 | 1 | rooftop | 801 | Civic Center Dr |  |  | National City | CA | San Diego County | 91950 | US | San Diego Geographic Information Source - JPA
APCD2002-PTO-978594 | Retired | 2009-07-31 | [34W] Registered Engine (Rule 12) | Marathon Equipment Leasing | Timothy Meyer | 801 Civic Center Dr National City, CA | 91950 | Q | INTERNAL COMBUSTION ENGINE. MAKE: DETROIT DIESEL.MODEL: 471-SERIES 71.SERIAL NO.:4715996. BHP RATING: 140 HP. DIESEL FUELED. DRIVES A PORT WINCH. | 1 | 0 | 0 | 0 | 1 | Diesel |  | 96 | 71.5872 | [5 empty] | 0 | 0 | 32.6693 | -117.1137 | 1 | rooftop | 801 | Civic Center Dr |  |  | National City | CA | San Diego County | 91950 | US | San Diego Geographic Information Source - JPA
APCD2003-PTO-890797 | Retired | 2009-07-31 10:57 | [34C] Emergency Standby Engine | Hanson Aggregates Pacific Southwest Inc | Plant Manager | 9257 Camino Santa Fe San Diego, CA | 92121 | G | CONCRETE BATCH PLANT: DUAL ALLEY, 450 CYD/HOUR, CONSISTING OF AN AGGREGATE WASHING AND HANDLING SYSTEM; AN AGGREGATE FEED AND STORAGE BIN SYSTEM, CEMENT AND FLY-ASH STORAGE SILOS, A TRANSIT MIX BATCHING SYSTEM RATED AT 150 CYD/HOUR, A CENTRAL MIX BATCHING SYSTEM RATED AT 300 CYD/HOUR,AND A CENTRAL DUST COLLECTOR. PEAKING ENGINE CATERPILLAR MODEL 3412 PCTA,595 BHP, TURBOCHARGED, AFTERCOOLED, S/N 35S08691, LEAN BURN WITH 460 KW GENERATOR. 977855AFS11FEB2003 | 0 | 0 | 0 | 0 | 0 | Unknown | 460 | 595 | 460 | [5 empty] | 0 | 0 | 32.8915 | -117.1653 | 1 | rooftop | 9257 | Camino Santa Fe |  |  | San Diego | CA | San Diego County | 92121 | US | San Diego Geographic Information Source - JPA
APCD2003-PTO-900673 | Retired | 2009-07-31 | [34C] Emergency Standby Engine | Hanson Aggregates Pacific Southwest Inc | Gary McCall | 7th & Main St Chula Vista, CA | 91911 | R | ONE (1) 505 BHP CUMMINS DIESEL ENGINE; ENG NO KTA-1150-GS; ENG BLK NO. 79236: TURBOCHARGED, AFTERCOOLED, LEAN BURN, DRIVES A GENERATOR S/N 2/4-I. 973343AFS21JUN1999; 977965 EFH 10/03 EMERGENCY USE 17CCR93115SJE10/07 | 1 | 0 | 0 | 0 | 1 | Diesel |  | 505 | 376.5785 | [5 empty] | 0 | 0 | 33.0446 | -116.8638 | 0.8 | intersection |  | 7th St |  |  | Ramona | CA | San Diego County | 92065 | US | TIGER/LineÂ® dataset from the US Census Bureau
APCD2003-PTO-920894 | Retired | 2009-07-31 | [34C] Emergency Standby Engine | Cabrillo Power I LLC | Tim Sisk | 4600 Carlsbad Blvd Carlsbad, CA | 92008 | C | EMERGENCY ENGINE GENERATOR: MFR: CATERPILLAR, MODEL: 3208, S/N: 29A02159, 156 BHP, DIESEL FUELED; GENERATOR (100 KW, MFR: KATO ENGINEERING, MODEL: A24676000). | 1 | 0 | 0 | 0 | 1 | Diesel | 100 | 156 | 100 | [5 empty] | 0 | 0 | 33.138 | -117.3385 | 1 | range_interpolation | 4600 | Carlsbad Blvd |  |  | Carlsbad | CA | San Diego County | 92008 | US | TIGER/LineÂ® dataset from the US Census Bureau
APCD2003-PTO-971039 | Retired | 2009-07-31 | [34W] Registered Engine (Rule 12) | USMC Base Public Utilities U23 |  | Bldg 210560 Camp Pendleton, CA | 92055 | A | EMERGENCY STANDBY ENGINE: FORD ENGINE MODEL LSG-8751-6005A, S/N 03163-B-24-TH, 175 BHP, NATURAL GAS FIRED. (BLDG 210560) FOR A GENERATOR (100 KW)(971039-CCN-4/98) | 0 | 0 | 1 | 0 | 1 | Natural Gas | 100 | 175 | 100 | [5 empty] | 0 | 0 | 33.3877 | -117.4448 | 0.5 | place |  |  |  |  | Camp Pendleton | CA | San Diego County | 92055 | US | TIGER/LineÂ® dataset from the US Census Bureau
APCD2003-PTO-971073 | Retired | 2009-07-31 | [34W] Registered Engine (Rule 12) | USMC Base Navy Sea Ops | Air Quality Section | Bldg 31909 Camp Pendleton, CA | 92055 | A | EMERGENCY ENGINE: CUMMINS, MODEL G-855, NATURAL GAS, 207 BHP, S/N 25207918, DRIVING AN ELECTRIC GENERATOR, KOHLER, MODEL 135RZ, 135 KW, LOCATED IN BLDG. #31909. (03/98 ALC 971073) | 0 | 0 | 1 | 0 | 1 | Natural Gas | 135 | 207 | 135 | [5 empty] | 0 | 0 | 33.3877 | -117.4448 | 0.5 | place |  |  |  |  | Camp Pendleton | CA | San Diego County | 92055 | US | TIGER/LineÂ® dataset from the US Census Bureau
APCD2003-PTO-971834 | Retired | 2009-07-31 | [34W] Registered Engine (Rule 12) | One Ten Investors, LLC. | Ray Von Lindern | 110 W "A" St. Ste. 1000 San Diego, CA | 92101 | N | EMERGENCY STANDBY GENERATOR, WAUKESHA MODEL F817GU, S/N 202807, NATURAL GAS FIRED, 154 HP. APPL# 971834 EFH 12/98 (980217 10/03) | 0 | 0 | 1 | 0 | 1 | Natural Gas |  | 154 | 114.8378 | [5 empty] | 0 | 0 | 32.7194 | -117.1644 | 1 | rooftop | 110 | W A St | Ste | 1000 | San Diego | CA | San Diego County | 92101 | US | San Diego Geographic Information Source - JPA
APCD2003-PTO-972090 | Retired | 2009-07-31 | [34W] Registered Engine (Rule 12) | USN Air Station NORIS | Ros Majam | NAS North Island Bldg 801 San Diego, CA | 92135 | O | AUXILLARY POWER UNIT, GASOLINE FIRED, FORD -MODEL LSG6411-6005, 123 BHP -S/N 29895S18HR LOCATED IN BLDG. 503 (972090AFS29SEP1998) (972090 ALC 11/02) | 0 | 0 | 0 | 0 | 0 | Gasoline |  | 123 | 91.7211 | [5 empty] | 0 | 0 | 33.2328 | -117.352 | 0.8 | street_center |  | New Branch Ct |  |  | Oceanside | CA | San Diego County | 92058 | US | TIGER/LineÂ® dataset from the US Census Bureau
APCD2003-PTO-975475 | Retired | 2009-07-31 | [34W] Registered Engine (Rule 12) | American Internet Services | Karen Poirer | 9725 Scranton Rd San Diego, Ca | 92121 | G | CATERPILLAR DIESEL ENGINE MODEL 3512B, 2874 HP, S/N: 6HN00820. 97547 5AFS 07 SEP 2000 | 1 | 0 | 0 | 0 | 1 | Diesel |  | 2874 | 2143.1418 | [5 empty] | 0 | 0 | 32.8973 | -117.2011 | 1 | rooftop | 9725 | Scranton Rd |  |  | San Diego | CA | San Diego County | 92121 | US | San Diego Geographic Information Source - JPA
APCD2003-PTO-976417 | Retired | 2009-07-31 | [34W] Registered Engine (Rule 12) | Pacira Pharmaceuticals Inc | Faciity Manager | 11011 N Torrey Pines Rd San Diego, CA | 92037 | I | EMERGENCY GENERATOR: 168 HP NATURAL GAS FIRED FORD ENGINE, MODEL LSG-8751-6005-A, S/N 14040T-30RL, DRIVES A 100 KW GENERATOR, MODEL 100ROZ272, S/N 350460. (976417 E.Davis 9/1/2001) | 0 | 0 | 1 | 0 | 1 | Natural Gas | 100 | 168 | 100 | [5 empty] | 0 | 0 | 32.9059 | -117.2419 | 1 | rooftop | 11011 | N Torrey Pines Rd |  |  | LA Jolla | CA | San Diego County | 92037 | US | San Diego Geographic Information Source - JPA
APCD2003-PTO-976533 | Retired | 2009-07-31 | [34W] Registered Engine (Rule 12) | GKN Aerospace Chemtronics Inc | Tony Brentnall | 1150 W Bradley Av El Cajon, CA | 92020 | L | EMERGENCY GENERATOR: 167 BHP INTERNATIONAL HARVESTER MODEL C549 AU69522 NATURAL GAS FIRED, S/N 173814, DRIVING A 85 KW KOHLER GENERATOR, MODEL 85R272, SERIAL NUMBER 071328976533 EAD 9/2/01 | 0 | 0 | 1 | 0 | 1 | Natural Gas | 85 | 167 | 85 | [5 empty] | 0 | 0 | 32.8176 | -116.9784 | 1 | rooftop | 1150 | W Bradley Ave |  |  | El Cajon | CA | San Diego County | 92020 | US | San Diego Geographic Information Source - JPA
APCD2003-PTO-978235 | Retired | 2009-07-31 | [34W] Registered Engine (Rule 12) | City of Escondido - LS#11 | Facility Manager | 2451 Bernardo Ave Escondido, CA | 92029 | D | EMERGENCY STANDBY ENGINE: FORD MODEL CSG-6491-6005-F, S/N 18613 T-25-TT, 60 HP, PROPANE FIRED, EXISTING ENGINE SINCE DECEMBER 23,1999. 978235AFS10JUL2002 | 0 | 0 | 0 | 1 | 1 | Propane |  | 60 | 44.742 | [5 empty] | 0 | 0 | 33.0887 | -117.09 | 1 | range_interpolation | 2451 | Bernardo Ave |  |  | Escondido | CA | San Diego County | 92029 | US | TIGER/LineÂ® dataset from the US Census Bureau
APCD2003-PTO-978449 | Retired | 2009-07-31 | [34W] Registered Engine (Rule 12) | Gene Therapy System | Facility Manager | 10190 Telesis Ct San Diego, CA | 92121 | G | EMERGENCY STANDBY ENGINE: FORD MODEL CSG-649; S/N 00258G-07-RB; 89 HP; NATURAL GAS FIRED; DATE INSTALLED 5/1/1999; ONAN GENERATOR MODEL 35EKL28822A, GENERATOR S/N B920448592; 35 KW. 978449AFS26AUG2002 | 0 | 0 | 1 | 0 | 1 | Natural Gas | 35 | 89 | 35 | [5 empty] | 0 | 0 | 32.9028 | -117.2092 | 1 | rooftop | 10190 | Telesis Ct |  |  | San Diego | CA | San Diego County | 92121 | US | Sandoval
APCD2003-PTO-978573 | Retired | 2009-07-31 13:58 | [34W] Registered Engine (Rule 12) | SD Co Of DPW Airports | Facility Manager | 2450 Montecito Rd #B Ramona, CA | 92065 | F | INTERNAL COMBUSTION ENGINE. MAKE: WHITE. MODEL: 3400 E. BHP RATING: 87 HP. PROPANE FUELED. DRIVES AN ELECTRICAL EMERGENCY GENERATOR FOR THE OPERATION OF THE RAMONA AIRPORT. | 0 | 0 | 0 | 1 | 1 | Propane |  | 87 | 64.8759 | [5 empty] | 0 | 0 | 33.0401 | -116.9151 | 1 | rooftop | 2450 | Montecito Rd | Ste | B | Ramona | CA | San Diego County | 92065 | US | San Diego Geographic Information Source - JPA
APCD2003-PTO-978593 | Retired | 2009-07-31 | [34W] Registered Engine (Rule 12) | Marathon Equipment Leasing | Timothy Meyer | 801 Civic Center Dr National City, CA | 91950 | Q | INTERNAL COMBUSTION ENGINE. MAKE: DETROIT DIESEL. MODEL 671N-SERIES 71.SERIAL NO.: 67163241. HP RATING: 180 HP. DIESEL FUELED. DRIVES A PORT WINCH | 1 | 0 | 0 | 0 | 1 | Diesel |  | 180 | 134.226 | [5 empty] | 0 | 0 | 32.6693 | -117.1137 | 1 | rooftop | 801 | Civic Center Dr |  |  | National City | CA | San Diego County | 91950 | US | San Diego Geographic Information Source - JPA
APCD2003-PTO-979252 | Retired | 2009-07-31 08:11 | [34W] Registered Engine (Rule 12) | The Home Depot #6612 | Owner Manager | 1550 W Valley Py Escondido, CA | 92029 | D | EMERGENCY STANDBY GENERATOR: -126 BHP FORD MODEL LSG87516005A, PROPANE FIRED NATURALLY ASPIRATED ENGINE -S/N 15303T25RA DRIVING A KOHLER GENERATOR, MODEL 60 RZ272 -S/N 259370 979252 EAD 061903 | 0 | 0 | 0 | 1 | 1 | Propane |  | 126 | 93.9582 | [5 empty] | 0 | 0 | 33.1105 | -117.1052 | 0.95 | rooftop | 1550 | W Valley Pkwy W |  |  | Escondido | CA | San Diego County | 92029 | US | San Diego Geographic Information Source - JPA
APCD2003-PTO-979452 | Retired | 2009-07-31 | [34C] Emergency Standby Engine | Haggen Opco South LLC dba Haggen #2186) | Ed Beaman | 14837 Pomerado Rd Poway, CA | 92064 | F | EMERGENCY STANDBY ENGINE: GENERAL MOTORS ENGINE, NATURAL GAS FUELED, MODEL INDUSTRIAL POWERTRAIN VORTEC 4.3 LITER, S/N 707687, RATED AT 75 BHP, EQUIPPED WITH JOHNSON MATTHEY BANDITO CATALYTIC CONVERTER MODEL CX-4-4, DRIVING A 30 KW GENERATOR. (979452-CCN-9/03) | 0 | 0 | 1 | 0 | 1 | Natural Gas | 30 | 75 | 30 | [5 empty] | 0 | 0 | 32.9815 | -117.061 | 1 | rooftop | 14837 | Pomerado Rd |  |  | Poway | CA | San Diego County | 92064 | US | Sandoval
APCD2003-PTO-979548 | Retired | 2009-07-31 11:45 | [34W] Registered Engine (Rule 12) | CORONADO SHORES CONDOMINIUM ASSN #5 |  | 1830 AVENIDA DEL MUNDO CORONADO, CA | 92118 | O | EMERGENCY STANDBY ENGINE: WAKESHA ENGINE, FUELED WITH NATURAL GAS, MODEL F817G, S/N 240136, DRIVING A GENERATOR. (979548-CCN-5/03) | 0 | 0 | 1 | 0 | 1 | Natural Gas |  | Unknown | Unknown | [5 empty] | #VALUE! | 0 | 32.6748 | -117.1724 | 1 | rooftop | 1830 | Avenida Del Mundo |  |  | Coronado | CA | San Diego County | 92118 | US | San Diego Geographic Information Source - JPA
APCD2004-PTO-007802 | Retired | 2009-07-31 | [34W] Registered Engine (Rule 12) | Sea World San Diego | Buddy Burton | 500 Sea World Dr San Diego, CA | 92109 | I | Registration of Existing Emergency Standby Non-Diesel Engine Caterpillar, Model 3512 TA 90 LE V12, S/N 4KC00401, Natural Gas, 860 BHP App# APCD2013-CER-000417 | 1 | 0 | 1 | 0 | 2 | Natural Gas |  | 860 | 641.302 | [5 empty] | 0 | 0 | 32.7611 | -117.2219 | 1 | range_interpolation | 500 | Sea World Dr |  |  | San Diego | CA | San Diego County | 92109 | US | TIGER/LineÂ® dataset from the US Census Bureau
APCD2004-PTO-860672 | Retired | 2009-07-31 21:38 | [34C] Emergency Standby Engine | General Dynamics NASSCO | Sara Giobbi | 2798 East Harbor Dr San Diego, CA | 92113 | P | EMERGENCY DIESEL ENGINE/GENERATOR SET: CATERPILLAR MODEL 3412, 510 HP,350 KW, TURBOCHARGED, AFTERCOOLED | 1 | 0 | 0 | 0 | 1 | Diesel | 350 | 510 | 350 | [5 empty] | 0 | 0 | 32.6908 | -117.1338 | 0.9 | range_interpolation | 2798 | E Harbor Dr |  |  | San Diego | CA | San Diego County | 92113 | US | TIGER/LineÂ® dataset from the US Census Bureau
APCD2004-PTO-860673 | Retired | 2009-07-31 11:01 | [34C] Emergency Standby Engine | General Dynamics NASSCO | Sara Giobbi | 2798 East Harbor Dr San Diego, CA | 92113 | P | EMERGENCY DIESEL ENGINE/GENERATOR SET: CATERPILLAR MODEL 3412, 510 HP, 350 KW, TURBOCHARGED, AFTERCOOLED | 1 | 0 | 0 | 0 | 1 | Diesel | 350 | 510 | 350 | [5 empty] | 0 | 0 | 32.6908 | -117.1338 | 0.9 | range_interpolation | 2798 | E Harbor Dr |  |  | San Diego | CA | San Diego County | 92113 | US | TIGER/LineÂ® dataset from the US Census Bureau
APCD2004-PTO-961837 | Retired | 2009-07-31 | [34W] Registered Engine (Rule 12) | Promise Hospital | Jack Morales | 5550 University Ave San Diego, CA | 92105 | K | EMERGENCY STANDBY ENGINE, FORD MODEL C5PF, 87.5 HP, S/N 0171276841, NATURAL GAS FIRED. APPL# 961837 EFH 12/98 (981164 4/04) | 0 | 0 | 1 | 0 | 1 | Natural Gas |  | 87.5 | 65.2488 | [5 empty] | 0 | 0 | 32.7495 | -117.0766 | 1 | rooftop | 5550 | University Ave |  |  | San Diego | CA | San Diego County | 92105 | US | San Diego Geographic Information Source - JPA
APCD2004-PTO-961838 | Retired | 2009-07-31 | [34W] Registered Engine (Rule 12) | Crestwood San Diego | Rafael Diaz | 5550 University Ave San Diego, CA | 92105 | K | EMERGENCY STANDBY ENGINE, FORD MODEL B8P4, S/N 15C797768, 107 HP, NATURAL GAS FIRED. APPL# 961838 EFH 12/98 (981164 4/04) | 0 | 0 | 1 | 0 | 1 | Natural Gas |  | 107 | 79.7899 | [5 empty] | 0 | 0 | 32.7495 | -117.0766 | 1 | rooftop | 5550 | University Ave |  |  | San Diego | CA | San Diego County | 92105 | US | San Diego Geographic Information Source - JPA
APCD2004-PTO-974162 | Retired | 2009-07-31 10:20 | [34W] Registered Engine (Rule 12) | Poway City Dept of Public Services | Gen Servics Mgr | 14521 Lake Poway Rd Poway, CA | 92064 | F | LOW-USE PORTABLE DIESEL ENGINE: CATERPILLAR, MODEL SQ350, YEAR UNKNOWN, S/N 3406 BDT, 200 HP, NO POLLUTION CONTROL EQUIPMENT, TIER 0 | 1 | 0 | 0 | 0 | 1 | Diesel |  | 200 | 149.14 | [5 empty] | 0 | 0 | 33.0069 | -117.0168 | 1 | rooftop | 14521 | Lake Poway Rd |  |  | Poway | CA | San Diego County | 92064 | US | San Diego Geographic Information Source - JPA
APCD2004-PTO-978132 | Retired | 2009-07-31 | [34C] Emergency Standby Engine | Naval Information Warfare Center Pacific |  | 53560 Hull Street San Diego, CA | 92152 | I | EMERGENCY STANDBY GENERATOR: 97 BHP PROPANE FILED FORD MODEL WSG1068I-6005-A, S/N 01-11-012237 WITH NEUTRONICS ENTERPRISES INC. AIR TO FUEL RATIO CONTROLLER WITH OXYGEN SENSOR / MONITORING ASSEMBLY AND DCL INTERNATIONAL INC. NSCR 3-WAY CATALYST FOR NOX, CO, AND HC EMISSIONS CONTROL. FUNCTIONAL GROUP - RESEARCH, DEVELOPMENT, TEST, AND EVALUATION (RDT&E). 978132 EAD 062603 | 0 | 0 | 0 | 1 | 1 | Propane |  | 97 | 72.3329 | [5 empty] | 0 | 0 | 32.724 | -117.2479 | 0.7 | street_center |  | Hill St |  |  | San Diego | CA | San Diego County | 92107 | US | TIGER/LineÂ® dataset from the US Census Bureau
APCD2004-PTO-978472 | Retired | 2009-07-31 12:11 | [34C] Emergency Standby Engine | Noven Pharmaceuticals Inc | Maurice Miller | 2732 W Loker Av Carlsbad, CA | 92010 | C | EMERGENCY STANDYBY GENERATOR: 56 BHP VALLEY DETROIT DIESEL ALLISON/GENERAL MOTORS MODEL :INDUSTRIAL POWERTRAIN VORTEC 4.4 L, NATURALLY ASPIRATED NATURAL GAS FIRED ENGINE, GENERATOR SET MODEL 30GSG, DRIVING A 30 KW GENERATOR. S/N 0741854. 978472 EAD 061903 | 1 | 0 | 1 | 0 | 2 | Natural Gas | 30 | 56 | 30 | [5 empty] | 0 | 0 | 33.1334 | -117.2582 | 0.9 | nearest_rooftop_match | 2731 | W Loker Ave W |  |  | Carlsbad | CA | San Diego County | 92010 | US | San Diego Geographic Information Source - JPA
APCD2004-PTO-979250 | Retired | 2009-07-31 | [34C] Emergency Standby Engine | SPAWAR Systems Center Pacific |  | 53560 Hull Street San Diego, CA | 92152 | I | EMERGENCY STANDBY ENGINE: GENERAL MOTORS ENGINE, FUELED WITH PROPANE GAS, MODEL INDUSTRIAL POWER TRAIN VORTEC 4.3 LITER, S/N 4.3L-15998, RATED AT75 BHP, DRIVING A 35 KW GENERATOR. (979250-CCN-5/04) | 0 | 0 | 0 | 1 | 1 | Propane | 35 | 75 | 35 | [5 empty] | 0 | 0 | 32.724 | -117.2479 | 0.7 | street_center |  | Hill St |  |  | San Diego | CA | San Diego County | 92107 | US | TIGER/LineÂ® dataset from the US Census Bureau
APCD2004-PTO-979709 | Retired | 2009-07-31 | [34W] Registered Engine (Rule 12) | Imperial Beach City Of Public Works | Facility Director | 495 10th Street Imperial Beach, CA | 91932 | O | PORTABLE INTERNAL COMBUSTION ENGINE. MAKE: FORD. MODEL: LSG-423P. SERIAL NO: 13642T22-TK. GASOLINE FUELED. HP RATING: 90 HP. USED TO POWER A HIGH PRESSURE PUMP TO CLEAN SEWER PIPES. JFTNEW979709JULO203 | 0 | 0 | 0 | 0 | 0 | Gasoline |  | 90 | 67.113 | [5 empty] | 0 | 0 | 32.5887 | -117.1117 | 1 | range_interpolation | 495 | 10th St |  |  | Imperial Beach | CA | San Diego County | 91932 | US | TIGER/LineÂ® dataset from the US Census Bureau
APCD2004-PTO-979719 | Retired | 2009-07-31 | [34C] Emergency Standby Engine | Smart & Final #929 | Owner/ Manager | 9870 Magnolia Ave Santee, CA | 92071 | H | EMERGENCY STANDBY ENGINE: GENERAL MOTORS ENGINE, FUELED WITH NATURAL GAS, MODEL INDUSTRIAL POWER TRAIN VORTEC 4.3 LITER, S/N 706442, RATED AT 75 BHP, EQUIPPED WITH JOHNSON MATTHEY BANDITO CATALYTIC CONVERTER MODEL CX-4-4, DRIVING A 30 KW GENERATOR. (979719-CCN-5/04) | 0 | 0 | 1 | 0 | 1 | Natural Gas | 30 | 75 | 30 | [5 empty] | 0 | 0 | 32.8566 | -116.9712 | 1 | range_interpolation | 9870 | Magnolia Ave |  |  | Santee | CA | San Diego County | 92071 | US | TIGER/LineÂ® dataset from the US Census Bureau
APCD2004-PTO-980127 | Retired | 2009-07-31 | [34W] Registered Engine (Rule 12) | Toys R Us | Project Manager | 8181 Mira Mesa Bl San Diego, CA | 92126 | M | INTERNAL COMBUSTION EMERGENCY STANDBY ENGINE: 82 BHP FORD MODEL CSG-6491-6005A, NATURAL GAS FIRED, S/N 04069-L-15-RG, DRIVING A 40 KW ON AN MODEL 45.0 EM-L GENERATOR, S/N E91039220980127 EAD 1/16/04 | 0 | 0 | 1 | 0 | 1 | Natural Gas | 40 | 82 | 40 | [5 empty] | 0 | 0 | 32.9105 | -117.1471 | 1 | rooftop | 8181 | Mira Mesa Blvd |  |  | San Diego | CA | San Diego County | 92126 | US | San Diego Geographic Information Source - JPA
APCD2004-PTO-980128 | Retired | 2009-07-31 | [34W] Registered Engine (Rule 12) | Toys R Us | Owner Manager | 1240 Auto Park Way Escondido, CA | 92029 | D | INTERNAL COMBUSTION EMERGENCY STANDBY ENGINE: 82 BHP FORD MODEL CSG-6491-6005F, NATURAL GAS FIRED, S/N 02789 B19-TH DRIVING A 40 KW KOHLER GENERATOR (MODEL 45RZ272, S/N 205044-01) 980128 EAD 1/16/04 | 0 | 0 | 1 | 0 | 1 | Natural Gas | 40 | 82 | 40 | [5 empty] | 0 | 0 | 33.1111 | -117.0977 | 1 | rooftop | 1240 | Auto Park Way |  |  | Escondido | CA | San Diego County | 92029 | US | San Diego Geographic Information Source - JPA
APCD2004-PTO-980129 | Retired | 2009-07-31 | [34W] Registered Engine (Rule 12) | Toys R Us | Project Manager | 1100 30th St National City, CA | 91950 | Q | INTERNAL COMBUSTION EMERGENCY STANDBY ENGINE: 82 BHP FORD MODEL CSG-6491-6005A, NATURAL GAS FIRED, S/N 09617, DRIVING A 40 KW ONAN MODEL 45.0 EM-L GENERATOR, S/N G910405951980129 EAD 1/16/04 | 0 | 0 | 1 | 0 | 1 | Natural Gas | 40 | 82 | 40 | [5 empty] | 0 | 0 | 32.6593 | -117.0876 | 0.9 | rooftop | 1100 | E 30th St E |  |  | National City | CA | San Diego County | 91950 | US | San Diego Geographic Information Source - JPA
APCD2004-PTO-980362 | Retired | 2009-07-31 | [34W] Registered Engine (Rule 12) | Smart & Final #932 | Mgr Eric Florey | 10740 Westview Pkwy San Diego, CA | 92126 | M | ONE (1) EMERGENCY ENGINE GENERATOR: 50 HP FORD ENGINE, NATURAL GAS FIRED, MODEL CSG649I-6005-F, S/N 34455-1-04-98, DRIVING A KOHLER GENERATOR MODEL 30RZ82, S/N 644579. APPL# 980362 EFH 12/03 | 0 | 0 | 1 | 0 | 1 | Natural Gas |  | 50 | 37.285 | [5 empty] | 0 | 0 | 32.9155 | -117.1221 | 1 | rooftop | 10740 | Westview Pkwy |  |  | San Diego | CA | San Diego County | 92126 | US | Sandoval
APCD2004-PTO-980364 | Retired | 2009-07-31 | [34W] Registered Engine (Rule 12) | Haggen Opco South LLC dba #2206 | Colleen Clare | 14340 Penaquitos Rd San Diego, CA | 92129 | F | ONE (1) EMERGENCY ENGINE GENERATOR: 50 HP FORD ENGINE, NATURAL GAS FIRED, MODEL CSG6491-6005-F, S/N 32197-1-04-98, DRIVING A KOHLER GENERATOR MODEL 30RZ82, S/N 630961. APPL# 980364 EFH 12/03 | 0 | 0 | 1 | 0 | 1 | Natural Gas |  | 50 | 37.285 | [5 empty] | 0 | 0 | 32.7241 | -117.1709 | 0.5 | place |  |  |  |  | San Diego | CA | San Diego County | 92101 | US | TIGER/LineÂ® dataset from the US Census Bureau
APCD2004-PTO-980558 | Retired | 2009-07-31 21:38 | [34C] Emergency Standby Engine | SAN DIEGO GAS & ELECTRIC |  | TIERRA DEL SOL BOULEVARD, CA | 91905 | R | EMERGENCY ENGINE: FORD, MODEL CSG-649, 82 BHP, PROPANE FIRED,S/N 17135S-18-RM, DRIVING A 30-KW ELECTRIC GENERATOR.(980558 ALC 05/04) | 0 | 0 | 0 | 1 | 1 | Propane | 30 | 82 | 30 | [5 empty] | 0 | 0 | 32.6064 | -116.3133 | 1 | street_center |  | Tierra Del Sol |  |  | Boulevard | CA | San Diego County | 91905 | US | TIGER/LineÂ® dataset from the US Census Bureau
APCD2004-PTO-980786 | Retired | 2009-07-31 | [34W] Registered Engine (Rule 12) | Payco Specialties Inc | Owner Manager | 120 2nd Ave N Chula Vista, CA | 91910 | Q | INTERNAL COMBUSTION ENGINE: -MAKE: DETROIT DIESEL -MODEL: S0435001 -SERIALNO.: 4DB041974 -BHP RATING: 127 HP DIESEL FUELED. EQUIPPED WITH TURBO-CHARGER AND AFTERCOOLER. DRIVES A SULLAIR AIR COMPRESSOR MODEL 375DP OF375 CFM CAPACITY ASSOCIATED WITH BLASTING EQUIPMENT PERMITTED W P/O 006612JFTNEWAPR1604 | 1 | 0 | 0 | 0 | 1 | Diesel |  | 127 | 94.7039 | [5 empty] | 0 | 0 | 32.6485 | -117.0783 | 1 | range_interpolation | 120 | 2nd Ave |  |  | Chula Vista | CA | San Diego County | 91910 | US | TIGER/LineÂ® dataset from the US Census Bureau
APCD2004-PTO-981116 | Retired | 2009-07-31 16:24 | [34W] Registered Engine (Rule 12) | Perpetual Tree Care | Owner Manager | 9376 Starcrest Drive Santee, CA | 92071 | H | RELOCATABLE ENGINE: FORD, MODEL CSG6491, 145 BHP, GASOLINE FIRED, S/N 6007-11399, DRIVING A WOOD CHIPPER. (981116 ALC 05/04) | 0 | 0 | 0 | 0 | 0 | Gasoline |  | 145 | 108.1265 | [5 empty] | 0 | 0 | 32.8284 | -116.9934 | 1 | rooftop | 9376 | Starcrest Dr |  |  | Santee | CA | San Diego County | 92071 | US | San Diego Geographic Information Source - JPA
APCD2004-PTO-981212 | Retired | 2009-07-31 | [34W] Registered Engine (Rule 12) | SD Co of Dept Gen Svcs Fac Ops | Bob Gould | 1579 Osage St San Marcos, CA | 92078 | E | EMERGENCY ENGINE: FORD, MODEL 30-OEK-3R/18414J, 98 BHP, NATURAL GAS FIRED, S/N 23570T7HH, DRIVING AN ONAN GENERATOR, S/N T770266048. (981212 ALC 05/04) | 0 | 0 | 1 | 0 | 1 | Natural Gas |  | 98 | 73.0786 | [5 empty] | 0 | 0 | 33.1475 | -117.1968 | 1 | rooftop | 1579 | Osage St |  |  | San Marcos | CA | San Diego County | 92078 | US | San Diego Geographic Information Source - JPA
APCD2004-PTO-981213 | Retired | 2009-07-31 14:20 | [34W] Registered Engine (Rule 12) | Co of SD Pub Wks Ramona Hq #48 | General Manager | 116 5th St Ramona, CA | 92065 | F | EMERGENCY STANDBY ENGINE: WHITE HERCULES ENGINE, FUELED WITH PROPANE, MODEL G2300X64, S/N IB3116537, RATED AT 50 BHP, DRIVING A GENERATOR. (981213-CCN-7/04) | 0 | 0 | 0 | 1 | 1 | Propane |  | 50 | 37.285 | [5 empty] | 0 | 0 | 33.0482 | -116.8609 | 1 | rooftop | 116 | 5th St |  |  | Ramona | CA | San Diego County | 92065 | US | San Diego Geographic Information Source - JPA
APCD2004-PTO-981498 | Retired | 2009-07-31 | [34W] Registered Engine (Rule 12) | Sears Roebuck & Co Unit #1358 | Facility Manager | 565 Broadway Chula Vista, CA | 91910 | Q | EMERGENCY ENGINE: KOHLER, MODEL UV549-85R78, 125 BHP, NATURAL GAS FIRED, S/N 4008KOCLQ3261903.(981498 ALC 07/04) | 0 | 0 | 1 | 0 | 1 | Natural Gas |  | 125 | 93.2125 | [5 empty] | 0 | 0 | 32.6308 | -117.0835 | 1 | rooftop | 565 | Broadway |  |  | Chula Vista | CA | San Diego County | 91910 | US | San Diego Geographic Information Source - JPA
APCD2004-PTO-981499 | Retired | 2009-07-31 | [34W] Registered Engine (Rule 12) | Sears Roebuck & Co Unit #1648 | Facility Manager | 4575 La Jolla Village Dr San Diego, CA | 92122 | H | EMERGENCY ENGINE: FORD, MODEL 460GP-6005-A, 92 BHP, NATURAL GAS FIRED, S/N 09517L-23-HH. (981499 ALC 07/04) | 0 | 0 | 1 | 0 | 1 | Natural Gas |  | 92 | 68.6044 | [5 empty] | 0 | 0 | 32.8725 | -117.2085 | 1 | rooftop | 4575 | LA Jolla Village Dr |  |  | San Diego | CA | San Diego County | 92122 | US | San Diego Geographic Information Source - JPA
APCD2004-PTO-981500 | Retired | 2009-07-31 16:10 | [34W] Registered Engine (Rule 12) | Sears Roebuck & CO Unit #1678 | Facility Manager | 2561 El Camino Real Carlsbad, CA | 92008 | C | EMERGENCY ENGINE: WHITE, MODEL G3400X298, 75 BHP, NATURAL GAS FIRED, S/N 3327239. (981500 ALC 07/04) | 0 | 0 | 1 | 0 | 1 | Natural Gas |  | 75 | 55.9275 | [5 empty] | 0 | 0 | 33.1786 | -117.3338 | 1 | rooftop | 2561 | El Camino Real |  |  | Carlsbad | CA | San Diego County | 92008 | US | San Diego Geographic Information Source - JPA
APCD2004-PTO-981501 | Retired | 2009-07-31 | [34W] Registered Engine (Rule 12) | Sears Roebuck & Co Unit #1438 | Facility Manager | 575 Fletcher Py El Cajon, CA | 92020 | L | EMERGENCY ENGINE: FORD, MODEL CSPG-6005-A, 67 BHP, NATURAL GAS FIRED, S/N 19836-G14KR.(981501 ALC 07/04) | 0 | 0 | 1 | 0 | 1 | Natural Gas |  | 67 | 49.9619 | [5 empty] | 0 | 0 | 32.8059 | -116.9694 | 1 | rooftop | 575 | Fletcher Pkwy |  |  | El Cajon | CA | San Diego County | 92020 | US | Sandoval
APCD2004-PTO-981660 | Retired | 2009-07-31 | [34W] Registered Engine (Rule 12) | Carvin Corp | General Manager | 12340 World Trade Dr San Diego, CA | 92128 | F | INTERNAL COMBUSTION ENGINE. MODEL: 95A 0057S. SERIAL NO. CB-100-K367-4N18CBNNY. NATURAL GAS FUELED. BHP RATING: 140 HP. DRIVES AN EMERGENCY GENERATORFOR THE FACILITY. BRAND: OLYMPIAN, RATED AT 100 KW. (J.Talavera New SEP 30 2004) | 0 | 0 | 1 | 0 | 1 | Natural Gas | 100 | 140 | 100 | [5 empty] | 0 | 0 | 32.9884 | -117.0695 | 1 | rooftop | 12340 | World Trade Dr |  |  | San Diego | CA | San Diego County | 92128 | US | San Diego Geographic Information Source - JPA
APCD2005-PTO-860674 | Retired | 2009-07-31 13:40 | [34C] Emergency Standby Engine | General Dynamics NASSCO | Sara Giobbi | 2798 East Harbor Dr San Diego, CA | 92113 | P | EMERGENCY DIESEL ENGINE/GENERATOR SET: CATERPILLAR MODEL 3412, 510 HP, 350 KW, TURBOCHARGED, AFTERCOOLED | 1 | 0 | 0 | 0 | 1 | Diesel | 350 | 510 | 350 | [5 empty] | 0 | 0 | 32.6908 | -117.1338 | 0.9 | range_interpolation | 2798 | E Harbor Dr |  |  | San Diego | CA | San Diego County | 92113 | US | TIGER/LineÂ® dataset from the US Census Bureau
APCD2005-PTO-870230 | Retired | 2009-07-31 08:43 | [34C] Emergency Standby Engine | USN NAVCONBRIG Miramar | Comm Officer Facilities Eng | NAVCOMBRIG Miramar San Diego, CA | 92145 | H | Emergency standby engine: Cummins diesel engine, Model NTTA855G2, S/N 11440401, rated at 535 bhp at 1800 rpm, driving a 350 kW generator. Located in Bldg 7684 (APPL #870230,JJS,04/89)(17CCR 93115 SJE 10/05)(s/n update CCN 12/11) | 1 | 0 | 0 | 0 | 1 | Diesel | 350 | 535 | 350 | [5 empty] | 0 | 0 | 32.8795 | -117.1612 | 1 | street_center |  | Miramar Rd |  |  | San Diego | CA | San Diego County | 92121 | US | TIGER/LineÂ® dataset from the US Census Bureau
APCD2005-PTO-880694 | Retired | 2009-07-31 10:56 | [34C] Emergency Standby Engine | Leucadia Wastewater District | Supt Manager | 1960 La Costa Ave Carlsbad, CA | 92009 | E | DIESEL ENGINE/EMERGENCY GENERATOR SET: ONE (1) DETROIT DIESEL ALLISON MODEL 16V-92T, 850 BHP MAXIMUM RATED POWER OUTPUT, 16-CYL; DRIVING A 600 KW GENERATOR. (APPL#880694/JCM,KMC/0591) 880694 17CCR93115 SJE10\05 (S/N1VF007118 LISTED ON ATCM DATA SHEET) | 1 | 0 | 0 | 0 | 1 | Diesel | 600 | 850 | 600 | [5 empty] | 0 | 0 | 33.0868 | -117.2664 | 1 | rooftop | 1960 | LA Costa Ave |  |  | Carlsbad | CA | San Diego County | 92009 | US | San Diego Geographic Information Source - JPA
APCD2005-PTO-890400 | Retired | 2009-07-31 12:40 | [34C] Emergency Standby Engine | San Elijo Water Reclamation Authority | General Manager | 2695 Manchester Av Cardiff, CA | 92007 | E | ONE(1) DETROIT DIESEL ENGINE MODEL NO. 6V-92TA 291KW, 423 HP EMERGENCY GENERAT0R SET FOR EMERGENCY STANDBY PURPOSES. 17CCR93115 SJE 11/05 (ATCDATA: S/N 06VF187911) | 1 | 0 | 0 | 0 | 1 | Diesel | 291 | 423 | 291 | [5 empty] | 0 | 0 | 38.9502 | -123.6615 | 0.5 | place |  |  |  |  | Manchester | CA | Mendocino County | 95459 | US | TIGER/LineÂ® dataset from the US Census Bureau
APCD2005-PTO-890401 | Retired | 2009-07-31 13:03 | [34C] Emergency Standby Engine | San Elijo Water Reclamation Authority | General Manager | 2695 Manchester Av Cardiff, CA | 92007 | E | ONE(1) DETROIT DIESEL ENGINE MODEL 12V-92TA 585 KW, 830 HP ELECTRICAL GENERATOR SET FOR EMERGENCY STANDBY USE. 17CCR93115 SJE 11/05 | 1 | 0 | 0 | 0 | 1 | Diesel | 585 | 830 | 585 | [5 empty] | 0 | 0 | 38.9502 | -123.6615 | 0.5 | place |  |  |  |  | Manchester | CA | Mendocino County | 95459 | US | TIGER/LineÂ® dataset from the US Census Bureau
APCD2005-PTO-890639 | Retired | 2009-07-31 | [34C] Emergency Standby Engine | Doubletree by Hilton Hotel Downtown | Paul Bucek | 1646 Front Street San Diego, CA | 92101 | N | DIESEL FIRED CUMMINS NT-85565, S/N 1150712, 390 HP ENGINE DRIVING A 291 KW ELECTRIC GENERATOR A.ABREU 04/12/90 890639 17CCR93115 SJE11/05 (ATCM DATA:S/N 58523) | 1 | 0 | 0 | 0 | 1 | Diesel | 291 | 390 | 291 | [5 empty] | 0 | 0 | 32.7224 | -117.1652 | 1 | rooftop | 1646 | Front St |  |  | San Diego | CA | San Diego County | 92101 | US | San Diego Geographic Information Source - JPA
APCD2005-PTO-890865 | Retired | 2009-07-31 10:41 | [34C] Emergency Standby Engine | SD CO of Gen Svcs PR0086 | Bldg Maint Supervisor | 5555 Overland Av Bldg 10 San Diego, CA | 92123 | J | EMERGENCY GENERATOR: KOHLER MODEL ROZ281, 150 KW, DRIVEN BY A CUMMINS MODEL 6CTA8.3G, TURBOCHARGED, AFTERCOOLED, INLINE 6-CYL, DIESEL FUELED PISTON ENGINE, RATED AT 277 BHP. (S/N 44239945)(WEST OF BLDG 1) JCM 05/93 89086517CCR93115SJE10/05 | 1 | 0 | 0 | 0 | 1 | Diesel | 150 | 277 | 150 | [5 empty] | 0 | 0 | 32.8339 | -117.1306 | 1 | range_interpolation | 5555 | Overland Ave | Bldg | 10 | San Diego | CA | San Diego County | 92123 | US | TIGER/LineÂ® dataset from the US Census Bureau
APCD2005-PTO-900999 | Retired | 2009-07-31 | [34C] Emergency Standby Engine | SD CO DEPT OF GENERAL SVCS PR0340 |  | 2801 MEADOWLARK DR SAN DIEGO, CA | 92123 | J | CATERPILLAR MODEL 3406B, S/N 4RG01048, EMERGENCY GENERATOR RATED AT 520 HP AND 365 KW CONTAINING TURBOCHARGING AND AFTERCOOLING.APP.# 900999 J.S./R.L.B. 5/27/92 90099917CCR93115SJE11/05 | 0 | 0 | 0 | 0 | 0 | Unknown | 365 | 520 | 365 | [5 empty] | 0 | 0 | 32.7945 | -117.1525 | 0.85 | nearest_rooftop_match | 2851 | Meadowlark Dr |  |  | San Diego | CA | San Diego County | 92123 | US | San Diego Geographic Information Source - JPA
APCD2005-PTO-910819 | Retired | 2009-07-31 | [34C] Emergency Standby Engine | Southern California Edison | Brian Metz | Hwy 101 Nuclear Gen Station Camp Pendleton, CA | 92058 | A | EMERGENCY FIRE PUMP - ENGINE SET: AURORA MODEL 481 PUMP WITH CATERPILLAR MODEL 3306 T, S/N 64Z04541, 231 HP @ 1760 RPM, TURBOCHARGED DIESEL ENGINE ADL 9/92 910819 17CCR93115 SJE12/05 | 1 | 0 | 0 | 0 | 1 | Diesel |  | 231 | 172.2567 | [5 empty] | 0 | 0 | 33.3877 | -117.4448 | 0.5 | place |  |  |  |  | Camp Pendleton | CA | San Diego County | 92055 | US | TIGER/LineÂ® dataset from the US Census Bureau
APCD2005-PTO-910834 | Retired | 2009-07-31 | [34C] Emergency Standby Engine | SD Co Of Sheriffs Crime Lab PR0395 | Facility Director | 5255 Mt Etna Drive San Diego, CA | 92117 | M | ONE (1) EMERGENCY ENGINE GENERATOR SET : DETROIT DIESEL ENGINE, MODEL: 91237306, 1375 BHP, QUAD TURBO; WITH A KOHLER GENERATOR, MODEL 900 ROZD-71 S/N: 12E0009927, 900 KW. APPL# 910834 EFH 10/07/93 910834 17CCR93115 SJE10/05 | 1 | 0 | 0 | 0 | 1 | Diesel | 900 | 1375 | 900 | [5 empty] | 0 | 0 | 32.8204 | -117.1835 | 1 | rooftop | 5255 | MT Etna Dr |  |  | San Diego | CA | San Diego County | 92117 | US | San Diego Geographic Information Source - JPA
APCD2005-PTO-911359 | Retired | 2009-07-31 10:02 | [34C] Emergency Standby Engine | 5935 Darwin Court LLC | Owner Manager | 5935 Darwin Ct Carlsbad, CA | 92008 | C | EMERGENCY ELECTRICAL GENERATOR: KOHLER MODEL 250 ROZD GENERATOR S/N 296734DETROIT DIESEL MODEL 6V-92TA 423 HP TURBOCHARGED, AFTERCOOLED DIESEL ENGINES/N 6VF195527(APP#911359/GDS)(980214 10/03) 01/93 17CCR93115 SJE12/05 | 1 | 0 | 0 | 0 | 1 | Diesel |  | 423 | 315.4311 | [5 empty] | 0 | 0 | 33.1303 | -117.2867 | 1 | rooftop | 5935 | Darwin Ct |  |  | Carlsbad | CA | San Diego County | 92008 | US | Sandoval
APCD2005-PTO-911428 | Retired | 2009-07-31 | [34C] Emergency Standby Engine | SirsiDynix EOS LLC | Tina Noguera | 2292 Faraday Ave Carlsbad, CA | 92008 | C | EMERGENCY GENERATOR-ENGINE SET: KOHLER MODEL 80ROZJ ELECTRIC GENERATOR WITH JOHN DEERE MODEL 6059TF001, S/N T06059T376725, 150 BHP, TURBOCHARGED DIESEL ENGINE. (983542 8/05) NO APP (ADL - 12/92). 17CCR93115 SJE11/05 | 1 | 0 | 0 | 0 | 1 | Diesel |  | 150 | 111.855 | [5 empty] | 0 | 0 | 33.1354 | -117.277 | 1 | rooftop | 2292 | Faraday Ave |  |  | Carlsbad | CA | San Diego County | 92008 | US | San Diego Geographic Information Source - JPA
APCD2005-PTO-921056 | Retired | 2009-07-31 | [34C] Emergency Standby Engine | Southern California Edison | Site Manager | Hy 101 Nuclear Gen Station San Onofre, CA | 92672 | A | EMERGENCY DIESEL ENGINE GENERATOR SET: -MFR: CUMMINS, MODEL: KTTA19-G2, S/N: 37143512 750 BHP @1800 RPM, EQUIPPED WITH TURBOCHARGING AND AFTERCOOLING. GENERATOR: MFR: ONAN, 500 KW, MODEL: 500 DFFB, S/N: H 920480736 APPL # 921056 EFH 1/1994 17CCR93115 SJE10/2005 | 1 | 0 | 0 | 0 | 1 | Diesel | 500 | 750 | 500 | [5 empty] | 0 | 0 | 33.4236 | -117.6068 | 0.4 | place |  |  |  |  | San Onofre | CA | Orange County | 92672 | US | TIGER/LineÂ® dataset from the US Census Bureau
APCD2005-PTO-921198 | Retired | 2009-07-31 | [34C] Emergency Standby Engine | EMD Biosciences Inc | Owner Manager | 10394 Pacific Center Ct San Diego, CA | 92121 | G | EMERGENCY GENERATOR: KOHLER MODEL 150R0ZJ71, 150 KW, DRIVEN BY A JOHN DEERE MODEL 6076A, INLINE 6-CYL, TURBO CHARGED, AFTER COOLED, DIESEL FUELED PISTON ENGINE, RATED AT 250 BHP. (ENGINE S/N RG607A189193) JCM 05/93 921198 17CCR93115 SJE11/05 | 1 | 0 | 0 | 0 | 1 | Diesel | 150 | 250 | 150 | [5 empty] | 0 | 0 | 32.9066 | -117.1903 | 1 | rooftop | 10394 | Pacific Center Ct |  |  | San Diego | CA | San Diego County | 92121 | US | Sandoval
APCD2005-PTO-921340 | Retired | 2009-07-31 10:43 | [34C] Emergency Standby Engine | Federal Aviation Administration | Facility Manager | Reservoir Rd ASR9 Camp Pendleton, CA | 92055 | A | EMERGENCY ELECTRICAL GENERATOR-ENGINE SET: CUMMINS ENGINE CO., MODEL6-CT8.3-G, S/N 44495016, 207 HP, TURBOCHARGED DIESEL ENGINE DRIVING ESSEX ELECTRO ENGINEERS, INC., MODEL B378, S/N 78, 125 KVA, 208 VOLTS ELECTRICAL GENERATOR. (ADL 6/93). 92134017 CCR 93115 SJE 12/05 | 1 | 0 | 0 | 0 | 1 | Diesel |  | 207 | 154.3599 | [5 empty] | 0 | 0 | 32.7728 | -117.0545 | 0.9 | street_center |  | Reservoir Ln |  |  | San Diego | CA | San Diego County | 92115 | US | TIGER/LineÂ® dataset from the US Census Bureau
APCD2005-PTO-940132 | Retired | 2009-07-31 14:08 | [34C] Emergency Standby Engine | Walton/Greenlaw South Bay Holdings VI, LLC | Lisa Hood | 401 Mile of Cars Way National City, CA | 91950 | Q | EMERGENCY ENGINE-GENERATOR SET: CATERPILLAR MODEL 3516, 1500 KW, DRIVEN BY A CATERPILLAR MODEL 3516, V-16, TURBO-CHARGED, AFTER-COOLED, DIRECT INJECTION 2151-HP DIESEL ENGINE (Serial# 25z03985). 973006 (3/99) 17CCR93115 SJE10/05 | 1 | 0 | 0 | 0 | 1 | Diesel | 500 | 2151 | 500 | [5 empty] | 0 | 0 | 32.6617 | -117.106 | 1 | rooftop | 401 | Mile of Cars Way |  |  | National City | CA | San Diego County | 91950 | US | San Diego Geographic Information Source - JPA
APCD2005-PTO-940169 | Retired | 2009-07-31 | [34C] Emergency Standby Engine | SPAWAR Systems Center Pacific |  | 4297 Pacific Highway San Diego, CA | 92110 | I | EMERGENCY ENGINE/GENERATOR SET: KOHLER (360 KW), MODEL 433RSL4019, 350ROZD S/N 1EGM02571; ENGINE MFR: DETROIT DIESEL (568 HP), MODEL 80837405, 8V92TA S/N 08VF162690; CRANKCASE VENT FILTER: CRANKVENT (2 EACH) (APPL #940169/CW) 940169 94016917CCR93115SJE11/05 | 1 | 0 | 0 | 0 | 1 | Diesel | 360 | 568 | 360 | [5 empty] | 0 | 0 | 32.7477 | -117.198 | 1 | range_interpolation | 4297 | Pacific Hwy |  |  | San Diego | CA | San Diego County | 92110 | US | TIGER/LineÂ® dataset from the US Census Bureau
APCD2005-PTO-940861 | Retired | 2009-07-31 | [34C] Emergency Standby Engine | SDG&E | Area Manager | 735 33rd St San Diego, CA | 92102 | S | ONE (1) EMERGENCY ENGINE-GENERATOR SET: KOHLER POWER SYSTEM, MOD 200ROZD61, S/N: 364557, 694 AMPS @ 120/208 VOLTS, 200KW PF=0.8; ENGINE: DETROIT DIESEL MOD. 10637305, UNIT 06A0472385, SO: 7A50436, 6-71T, TURBOCHARGED 330 HP @ 1800 RPM. APPL# 940861 EFH 11/96 17CCR93115 SJE 10/05 | 1 | 0 | 0 | 0 | 1 | Diesel | 200 | 330 | 200 | [5 empty] | 0 | 0 | 32.7132 | -117.1205 | 1 | rooftop | 735 | 33rd St |  |  | San Diego | CA | San Diego County | 92102 | US | San Diego Geographic Information Source - JPA
APCD2005-PTO-950173 | Retired | 2009-07-31 14:00 | [34C] Emergency Standby Engine | Space & Naval Warfare Systems Center | Bret Radsliff Code 83520 | 53560 Hull St San Diego, CA | 92152 | I | EMERGENCY DIESEL GENERATOR CATERPILLAR MODEL 3208T S/N: 30A03530, TURBOCHARGED, 230 BHP WITH 150 KW GENERATOR. LOCATED @ BATTERY ASHBURN 17 CCR 93 115 SJE 10/05 | 1 | 0 | 0 | 0 | 1 | Diesel | 150 | 230 | 150 | [5 empty] | 0 | 0 | 32.724 | -117.2479 | 0.7 | street_center |  | Hill St |  |  | San Diego | CA | San Diego County | 92107 | US | TIGER/LineÂ® dataset from the US Census Bureau
APCD2005-PTO-950991 | Retired | 2009-07-31 | [34W] Registered Engine (Rule 12) | Southern California Edison | Site Manager | Hy 101 Nuclear Gen Station San Onofre, CA | 92672 | A | EMERGENCY ENGINE-GENERATOR SET: -CATERPILLAR DIESEL ENGINE-MODEL 3306 PCTA-S/N 66D47906-304 BHP (950991-CCN-1/98) 17CCR93115 SJE10/05 | 1 | 0 | 0 | 0 | 1 | Diesel |  | 304 | 226.6928 | [5 empty] | 0 | 0 | 33.4236 | -117.6068 | 0.4 | place |  |  |  |  | San Onofre | CA | Orange County | 92672 | US | TIGER/LineÂ® dataset from the US Census Bureau
APCD2005-PTO-950993 | Retired | 2009-07-31 | [34W] Registered Engine (Rule 12) | Southern California Edison | Brian Metz | Hwy 101 Nuclear Gen Station Camp Pendleton, CA | 92058 | A | EMERGENCY DIESEL ENGINE (FIRE PUMP): MFR: CUMMINS, MODEL NT-855-F2, S/N 10430525, 285 BHP. 950993- CCN-1-1998 17CCR93115 SJE12/2005 | 1 | 0 | 0 | 0 | 1 | Diesel |  | 285 | 212.5245 | [5 empty] | 0 | 0 | 33.3877 | -117.4448 | 0.5 | place |  |  |  |  | Camp Pendleton | CA | San Diego County | 92055 | US | TIGER/LineÂ® dataset from the US Census Bureau
APCD2005-PTO-960057 | Retired | 2009-07-31 08:20 | [34W] Registered Engine (Rule 12) | Otay Water District | Robert Scholl OR GEORGE UNDEN | 11901 Singer Ln Spring Valley, CA | 91978 | Q | ONE (1) EMERGENCY STANDBY ENGINE, CUMMINS DIESEL ENGINE, MODEL KT1150G, 400HP, S/N 31113566, EQUIPPED WITH TURBOCHARGER AND AFTERCOOLER. APPL# 960057 EFH 03/98 17CCR93115 SJE 11/05 | 1 | 0 | 0 | 0 | 1 | Diesel |  | 400 | 298.28 | [5 empty] | 0 | 0 | 32.7291 | -116.9472 | 1 | rooftop | 11901 | Singer Ln |  |  | Spring Valley | CA | San Diego County | 91978 | US | Sandoval
APCD2005-PTO-960060 | Retired | 2009-07-31 | [34W] Registered Engine (Rule 12) | Otay Water District | Robert Scholl | 14303 Lyons Valley Rd Jamul, CA | 91935 | R | ONE (1) EMERGENCY STANDBY ENGINE, CAT DIESEL ENGINE, MODEL 3208, S/N 5YF01189 265 BHP, EQUIPPED WITH TURBOCHARGER. APPL# 960060 EFH 03/98 17CCR93115 SJE 11/05 | 1 | 0 | 0 | 0 | 1 | Diesel |  | 265 | 197.6105 | [5 empty] | 0 | 0 | 32.7287 | -116.8631 | 1 | rooftop | 14303 | Lyons Valley Rd |  |  | Jamul | CA | San Diego County | 91935 | US | San Diego Geographic Information Source - JPA
APCD2005-PTO-960068 | Retired | 2009-07-31 16:10 | [34W] Registered Engine (Rule 12) | Otay Water District | Facility Manager | 2553 Sweetwater Springs Bl Spring Valley, CA | 91977 | K | ONE (1) EMERGENCY STANDBY ENGINE, CAT DIESEL ENGINE, MODEL 3406, S/N 2016848, 250 BHP, EQUIPPED WITH TURBOCHARGER. APPL#960068 EFH 03/98 17CCR93115 SJE 11/05 | 1 | 0 | 0 | 0 | 1 | Diesel |  | 250 | 186.425 | [5 empty] | 0 | 0 | 32.7245 | -116.9666 | 1 | rooftop | 2553 | Sweetwater Springs Blvd |  |  | Spring Valley | CA | San Diego County | 91978 | US | San Diego Geographic Information Source - JPA
APCD2005-PTO-960159 | Retired | 2009-07-31 08:27 | [34W] Registered Engine (Rule 12) | BUENA SANITATION DISTRICT | JIM ELDER | 2080 MELROSE DR S VISTA, CA | 92081 | B | ONE (1) EMERGENCY ENGINE GENERATOR: CAT DIESEL ENGINE, MODEL 3306, 225 BHP, S/N 66041293, DRIVING A KATO GENERATOR, MODEL SR-4, 130KW, S/N: 5CA00897. APPL# 960159 EFH 03/98 17CCR93115 SJE 11/05 | 1 | 0 | 0 | 0 | 1 | Diesel | 130 | 225 | 130 | [5 empty] | 0 | 0 | 33.1513 | -117.2422 | 0.9 | range_interpolation | 2080 | S Melrose Dr |  |  | Vista | CA | San Diego County | 92081 | US | TIGER/LineÂ® dataset from the US Census Bureau
APCD2005-PTO-960179 | Retired | 2009-07-31 | [34W] Registered Engine (Rule 12) | Beckman Coulter Inc | Tony Gregorich | 2470 Faraday Av Carlsbad, CA | 92010 | C | EMERGENCY ENGINE-GENERATOR SET: CATERPILLAR DIESEL ENGINE, MODEL 3304, S/N 4B7070, 168 BHP, DRIVING A 100 KW GENERATOR. (960179-CCN-1/98)17CCR93115SJE11/05 | 1 | 0 | 0 | 0 | 1 | Diesel | 100 | 168 | 100 | [5 empty] | 0 | 0 | 33.1365 | -117.2699 | 1 | range_interpolation | 2470 | Faraday Ave |  |  | Carlsbad | CA | San Diego County | 92010 | US | TIGER/LineÂ® dataset from the US Census Bureau
APCD2005-PTO-960183 | Retired | 2009-07-31 | [34W] Registered Engine (Rule 12) | Beckman Coulter Inc | Tony Gregorich | 2470 Faraday Av Carlsbad, CA | 92010 | C | EMERGENCY ENGINE-GENERATOR SET: CATERPILLAR DIESEL ENGINE, MODEL 3304, S/N 4B7051, 150 BHP, DRIVING A 100 KW GENERATOR. (960183-CCN-1/98)17CCR93115SJE11/05 | 1 | 0 | 0 | 0 | 1 | Diesel | 100 | 150 | 100 | [5 empty] | 0 | 0 | 33.1365 | -117.2699 | 1 | range_interpolation | 2470 | Faraday Ave |  |  | Carlsbad | CA | San Diego County | 92010 | US | TIGER/LineÂ® dataset from the US Census Bureau
APCD2005-PTO-960312 | Retired | 2009-07-31 | [34W] Registered Engine (Rule 12) | USMC BASE PUBLIC UTILITIES U33 | AIR QUALITY SECTION | CAMP PENDLETON CAMP PENDLETON, CA | 92055 | A | EMERGENCY STANDBY GENERATOR: JOHN DEERE MODEL 4239DF001, 66 HP DIESEL FIRED, S/N: T04239D0232396; GENERATOR: KOHLER, MODEL 30R0ZJ-51, S/N: 275648. APPL 960312 EFH 06/98 (BLDG 270401) 17 CCR 93 115 SJE 12/05 | 1 | 0 | 0 | 0 | 1 | Diesel |  | 66 | 49.2162 | [5 empty] | 0 | 0 | 33.3877 | -117.4448 | 1 | place |  |  |  |  | Camp Pendleton | CA | San Diego County | 92055 | US | TIGER/LineÂ® dataset from the US Census Bureau
APCD2005-PTO-960333 | Retired | 2009-07-31 | [34W] Registered Engine (Rule 12) | San Diego Space Surveillance Station |  | 989 Heritage Rd San Diego, CA | 92154 | S | ONE (1) EMERGENCY ENGINE GENERATOR, CUMMINS DIESEL ENGINE, MODEL 6BT5.9-G1, S/N 44613534, 135 HP APPL# 960333 EFH 03/98 17CCR93115 SJE11/05 | 1 | 0 | 0 | 0 | 1 | Diesel |  | 135 | 100.6695 | [5 empty] | 0 | 0 | 32.5786 | -116.9779 | 1 | rooftop | 989 | Heritage Rd |  |  | San Diego | CA | San Diego County | 92154 | US | San Diego Geographic Information Source - JPA
APCD2005-PTO-960378 | Retired | 2009-07-31 | [34W] Registered Engine (Rule 12) | General Atomics | Keith Asmussen | 3550 General Atomics Ct San Diego, CA | 92121 | G | EMERGENCY ENGINE: CATERPILLAR, MODEL 3406 DITA, DIESEL FIRED, 281 BHP, S/N 9OU15172, DRIVING AN ELECTRICAL GEN-SET. 02/98 ALC 960378 17CCR93115 SJE10/05 | 1 | 0 | 0 | 0 | 1 | Diesel |  | 281 | 209.5417 | [5 empty] | 0 | 0 | 32.8939 | -117.2361 | 1 | rooftop | 3550 | General Atomics Ct |  |  | San Diego | CA | San Diego County | 92121 | US | Sandoval
APCD2005-PTO-960449 | Retired | 2009-07-31 | [34W] Registered Engine (Rule 12) | Commander Navy Region SW | John Jay | Naval Air Station North Island Coronado, CA | 92135 | O | EMERGENCY ENGINE-GENERATOR SET: WHITE DIESEL ENGINE, MODEL D4800X130, S/N 4007336, 130 BHP. BLDG #796 (960449-CCN-1/98) 17CCR93115 SJE12/05 | 1 | 0 | 0 | 0 | 1 | Diesel |  | 130 | 96.941 | [5 empty] | 0 | 0 | 32.6992 | -117.2096 | 1 | place |  |  |  |  | Coronado | CA | San Diego County | 92118 | US | TIGER/LineÂ® dataset from the US Census Bureau
APCD2005-PTO-960502 | Retired | 2009-07-31 | [34W] Registered Engine (Rule 12) | USN Amphibious Base Coronado | Commanding Officer | Silver Strand Bl Coronado, CA | 92155 | O | EMERGENCY STANDBY ENGINE: WAUKESHA MODEL 2000, S/N 888785, 265 BHP, DIESEL FUELED. BLDG 600 (960502-CCN-2/98) 17CCR93115 SJE12/05 | 1 | 0 | 0 | 0 | 1 | Diesel |  | 265 | 197.6105 | [5 empty] | 0 | 0 | 32.6596 | -117.1554 | 1 | street_center |  | Silver Strand Blvd |  |  | Coronado | CA | San Diego County | 92118 | US | TIGER/LineÂ® dataset from the US Census Bureau
APCD2005-PTO-960503 | Retired | 2009-07-31 | [34W] Registered Engine (Rule 12) | USN Amphibious Base Coronado | Commanding Officer | Silver Strand Bl Coronado, CA | 92155 | O | EMERGENCY STANDBY ENGINE: WAUKESHA MODEL VS700DS, S/N 888788, 265 BHP, DIESEL FUELED. BLDG 604 (960503-CCN-2/98) 17CCR93115 SJE 12/05 | 1 | 0 | 0 | 0 | 1 | Diesel |  | 265 | 197.6105 | [5 empty] | 0 | 0 | 32.6596 | -117.1554 | 1 | street_center |  | Silver Strand Blvd |  |  | Coronado | CA | San Diego County | 92118 | US | TIGER/LineÂ® dataset from the US Census Bureau
APCD2005-PTO-960505 | Retired | 2009-07-31 14:16 | [34W] Registered Engine (Rule 12) | USN Amphibious Base Coronado | Commanding Officer | Silver Strand Bl Coronado, CA | 92155 | O | EMERGENCY STANDBY ENGINE: WHITE MODEL D4800TAX180, S/N 4919507, 250 BHP, DIESEL FUELED. BLDG 603 (NORTH SIDE) (960505-CCN-2/98) 17CCR93115 SJE12/05 | 1 | 0 | 0 | 0 | 1 | Diesel |  | 250 | 186.425 | [5 empty] | 0 | 0 | 32.6596 | -117.1554 | 1 | street_center |  | Silver Strand Blvd |  |  | Coronado | CA | San Diego County | 92118 | US | TIGER/LineÂ® dataset from the US Census Bureau
APCD2005-PTO-960507 | Retired | 2009-07-31 13:59 | [34W] Registered Engine (Rule 12) | USN Amphibious Base Coronado | Commanding Officer | Silver Strand Bl Coronado, CA | 92155 | O | Emergency standby engine: Detroit Diesel Model 7083-7200, S/N 8VA13438, 275 bhp, diesel fueled. Bldg 300, Unit #2 (960507-CCN-2/98) 17CCR93115 S.J. Eden Dec 2005 | 1 | 0 | 0 | 0 | 1 | Diesel |  | 275 | 205.0675 | [5 empty] | 0 | 0 | 32.6596 | -117.1554 | 1 | street_center |  | Silver Strand Blvd |  |  | Coronado | CA | San Diego County | 92118 | US | TIGER/LineÂ® dataset from the US Census Bureau
APCD2005-PTO-960592 | Retired | 2009-07-31 | [34W] Registered Engine (Rule 12) | SD Co Of Sheriff Heliport PR2031 | Deputy Sheriff | 1745 Marshall Ave N El Cajon, CA | 92020 | L | EMERGENCY ENGINE GENERATOR: 74.6 HP WHITE DIESEL ENGINE, MODEL 100PH0281, S/N 4015992 D4800X126 APPL# 960592 EFH 04/99 17CCR93115 SJE 12/05 | 1 | 0 | 0 | 0 | 1 | Diesel |  | 74.6 | 55.6292 | [5 empty] | 0 | 0 | 32.8183 | -116.9757 | 0.9 | range_interpolation | 1745 | N Marshall Ave |  |  | El Cajon | CA | San Diego County | 92020 | US | TIGER/LineÂ® dataset from the US Census Bureau
APCD2005-PTO-960594 | Retired | 2009-07-31 10:04 | [34W] Registered Engine (Rule 12) | SD CO of Gen Svcs PR0086 | Bldg Maint Supervisor | 5555 Overland Av Bldg 10 San Diego, CA | 92123 | J | EMERGENCY STANDBY ENGINE: OLYMPIAN ENGINE MODEL CD060, S/N 2023061, 86 BHP, DIESEL FUELED. (BLDG 9) (960594-CCN-3/98) 17CCR93115 SJE10/05 | 1 | 0 | 0 | 0 | 1 | Diesel |  | 86 | 64.1302 | [5 empty] | 0 | 0 | 32.8339 | -117.1306 | 1 | range_interpolation | 5555 | Overland Ave | Bldg | 10 | San Diego | CA | San Diego County | 92123 | US | TIGER/LineÂ® dataset from the US Census Bureau
APCD2005-PTO-961223 | Retired | 2009-07-31 | [34W] Registered Engine (Rule 12) | The Irvine Company LLC |  | One America Plaza,600 W Broadway San Diego, CA | 92101 | N | EMERGENCY GENERATOR: KOHLER, MODEL 350 ROZD, 350 KW, S/N 382859. DRIVEN BY DETROIT ENGINE, MODEL 80837405, S/N 102269, ENGINE UNIT # 08VF172176, BHP 1,750. (ALC 12/98 961223)17CCR93115SJE11/05 | 0 | 0 | 0 | 0 | 0 | Unknown | 350 | 76 | 350 | [5 empty] | 0 | 0 | 32.7173 | -117.1688 | 1 | rooftop | 600 | W Broadway |  |  | San Diego | CA | San Diego County | 92101 | US | San Diego Geographic Information Source - JPA
APCD2005-PTO-961302 | Retired | 2009-07-31 | [34W] Registered Engine (Rule 12) | Marine Corps Air Station | Environmental Manager | Camp Pendleton Camp Pendleton, CA | 92055 | A | EMERGENCY STANBY ENGINE, CUMMINS MODEL GTA855-B, S/N55100258, 273 BHP, TURBOCHARGED AND AFTERCOOLED, PROPANE FIRED, DRIVING A DMT CORPS MODEL DMT240GC2, S/N 95-7928-1. (BLDG 23139)APPL 961302 EFH 06/98 | 0 | 0 | 0 | 1 | 1 | Propane |  | 273 | 203.5761 | [5 empty] | 0 | 0 | 33.3877 | -117.4448 | 1 | place |  |  |  |  | Camp Pendleton | CA | San Diego County | 92055 | US | TIGER/LineÂ® dataset from the US Census Bureau
APCD2005-PTO-962119 | Retired | 2009-07-31 | [34W] Registered Engine (Rule 12) | Vertex Pharmaceuticals San Diego LLC | Kami Nutt | 11010 Torreyana Rd San Diego, CA | 92121 | G | EMERGENCY ENGINE GENERATOR: 423 HORSEPOWER DETROIT DIESEL ENGINE MODEL 6V92TA, S/N 2997H7 WITH KOHLER MODEL 250ROZD. 962119GDS5/99 17CCR93115SJE11/05 | 1 | 0 | 0 | 0 | 1 | Diesel |  | 423 | 315.4311 | 2021-12-17 | 0.00 | 2021-12-17 | 0.00 | 0 | 0 | 0 | 32.9056 | -117.239 | 1 | rooftop | 11010 | Torreyana Rd |  |  | San Diego | CA | San Diego County | 92121 | US | San Diego Geographic Information Source - JPA
APCD2005-PTO-970163 | Retired | 2009-07-31 | [34W] Registered Engine (Rule 12) | HP Inc. | EH&S | 16399 W Bernardo Dr San Diego, CA | 92127 | F | EMERGENCY ENGINE FIRE PUMP: 85 HORSEPOWER DETROIT DIESEL MODEL PTS 1SD 273 SERIAL NUMBER 572467 FOR FIRE SUPPRESSION SYSTEM. 970163 GDS 10/99 17CCR93115 SJE12/05 | 1 | 0 | 0 | 0 | 1 | Diesel |  | 85 | 63.3845 | [5 empty] | 0 | 0 | 33.0116 | -117.0872 | 1 | rooftop | 16399 | W Bernardo Dr W |  |  | San Diego | CA | San Diego County | 92127 | US | City of San Diego
APCD2005-PTO-970243 | Retired | 2009-07-31 | [34W] Registered Engine (Rule 12) | Sweetwater Authority Water District | Facility Manager | 1441 Manchester St National City, CA | 91950 | Q | EMERGENCY ENGINE GENERATOR: 127 HORSEPOWER CATERPILLAR DIESEL ENGINE MODEL 3304DI, SERIAL NUMBER 83Z00746, WITH A CATERPILLAR MODEL SR5 82 KW GENERATOR. 970243 GDS 12/99 17CCR93115 SJE11/05 | 1 | 0 | 0 | 0 | 1 | Diesel | 82 | 127 | 82 | [5 empty] | 0 | 0 | 32.687 | -117.0663 | 1 | range_interpolation | 1441 | Manchester St |  |  | National City | CA | San Diego County | 91950 | US | TIGER/LineÂ® dataset from the US Census Bureau
APCD2005-PTO-970244 | Retired | 2009-07-31 | [34W] Registered Engine (Rule 12) | Sweetwater Authority | Tom Justo | 5968 Steeplechase Rd Bonita, CA | 91902 | Q | EMERGENCY ENGINE GENERATOR: 180 HORSEPOWER ALLIS CHALMERS DIESEL ENGINE MODEL 11000MK11, SERIAL NUMBER 11-26273, WITH AN ONAN MODEL 125DDGD-15R125 KW GENERATOR. 970244 GDS 12/99 17CCR93115 SJE11/05 | 1 | 0 | 0 | 0 | 1 | Diesel | 125 | 180 | 125 | [5 empty] | 0 | 0 | 32.662 | -116.9982 | 1 | rooftop | 5968 | Steeplechase Rd |  |  | Bonita | CA | San Diego County | 91902 | US | San Diego Geographic Information Source - JPA
APCD2005-PTO-970311 | Retired | 2009-07-31 | [34W] Registered Engine (Rule 12) | USN Weapons Station | Commanding Officer | Naval Weapons STA Bldg #366 Fallbrook, CA | 92028 | A | EMERGENCY STANDBY ENGINE (DIESEL): MFR: JOHN DEERE, MODEL: 6059TF, S/N: CD6059T235370, 150 BHP. SECURITY BUILDING (BLDG. #41) APPL# 970311 EFH 1/99 17CCR93115 SJE10/05 | 1 | 0 | 0 | 0 | 1 | Diesel |  | 150 | 111.855 | [5 empty] | 0 | 0 | 33.3905 | -117.2094 | 1 | place |  |  |  |  | Fallbrook | CA | San Diego County | 92028 | US | TIGER/LineÂ® dataset from the US Census Bureau
APCD2005-PTO-970313 | Retired | 2009-07-31 | [34W] Registered Engine (Rule 12) | PEI Asset Pool VIII, LLC | Property Manager | 508 Mission Ave W #104 & 105 Escondido, CA | 92025 | D | EMERGENCY ENGINE, GENERAC MODEL 97A05603-S, S/N 2037624, 128 BHP, DIESEL FIRED, 60 KW GENERATOR. 970313AFS09FEB1999 17CCR93115 SJE12/05 | 1 | 0 | 0 | 0 | 1 | Diesel | 60 | 128 | 60 | [5 empty] | 0 | 0 | 33.1297 | -117.093 | 0.95 | rooftop | 508 | W Mission Ave | Ste | 104 | Escondido | CA | San Diego County | 92025 | US | San Diego Geographic Information Source - JPA
APCD2005-PTO-970916 | Retired | 2009-07-31 | [34W] Registered Engine (Rule 12) | Marine Corps Air Station | Environmental Manager | Camp Pendleton Camp Pendleton, CA | 92055 | A | EMERGENCY STANDBY ENGINE, CUMMINS MODEL GTA12, S/N 25214613, 280 BHP, SET: DMT, MODEL DMT 175GC2, TURBOCHARGED, AFTERCOOLED, PROPANE FIRED. (BLDG 2389) APPL 970916 EFH 06/98 | 0 | 0 | 0 | 1 | 1 | Propane |  | 280 | 208.796 | [5 empty] | 0 | 0 | 33.3877 | -117.4448 | 1 | place |  |  |  |  | Camp Pendleton | CA | San Diego County | 92055 | US | TIGER/LineÂ® dataset from the US Census Bureau
APCD2005-PTO-970918 | Retired | 2009-07-31 | [34W] Registered Engine (Rule 12) | Marine Corps Air Station | Environmental Manager | Camp Pendleton Camp Pendleton, CA | 92055 | A | ONE(1) EMERGENCY ENGINE GENERATOR SET; MFR: HERCULES ENGINE, MODEL: GT3400X012, 93.2 HP, S/N 33337169, TURBOCHARGED, AFTERCOOLED, PROPANE FIRED (BLDG. 2360) APPL 970918 EFH 06/98 | 0 | 0 | 0 | 1 | 1 | Propane |  | 93.2 | 69.4992 | [5 empty] | 0 | 0 | 33.3877 | -117.4448 | 1 | place |  |  |  |  | Camp Pendleton | CA | San Diego County | 92055 | US | TIGER/LineÂ® dataset from the US Census Bureau
APCD2005-PTO-970924 | Retired | 2009-07-31 | [34W] Registered Engine (Rule 12) | Marine Corps Air Station | Environmental Manager | Camp Pendleton Camp Pendleton, CA | 92055 | A | EMERGENCY STANDBY ENGINE: FORD MODEL CSG-6491-6005-F, S/N 17467H-24-RH, 82 BHP. (BLDG 23101)(970924-CCN-2/98) | 0 | 0 | 0 | 0 | 0 | Unknown |  | 82 | 61.1474 | [5 empty] | 0 | 0 | 33.3877 | -117.4448 | 1 | place |  |  |  |  | Camp Pendleton | CA | San Diego County | 92055 | US | TIGER/LineÂ® dataset from the US Census Bureau
APCD2005-PTO-971020 | Retired | 2009-07-31 08:22 | [34W] Registered Engine (Rule 12) | USMC Base Military Support | AC/S Environmental Security | Building 26055 Camp Pendleton, CA | 92055 | A | EMERGENCY ENGINE: CATERPILLAR, MODEL 3516, DIESEL FIRED, 1106 HP, S/N 73Z00145, DRIVING AN ELECTRIC GENERATOR, LOCATED IN BLDG. #26055 (03/98 ALC 971020) 17 CCR 93 115 SJE 12/05 | 1 | 0 | 0 | 0 | 1 | Diesel |  | 1106 | 824.7442 | [5 empty] | 0 | 0 | 33.3877 | -117.4448 | 0.5 | place |  |  |  |  | Camp Pendleton | CA | San Diego County | 92055 | US | TIGER/LineÂ® dataset from the US Census Bureau
APCD2005-PTO-971025 | Retired | 2009-07-31 | [34W] Registered Engine (Rule 12) | Marine Corps Air Station | Environmental Manager | Camp Pendleton Camp Pendleton, CA | 92055 | A | EMERGENCY ENGINE: HERCULES, MODEL GT3400X012, PROPANE FIRED, 78 BHP, S/N MF3337170, DRIVING AN ELECTRIC GENERATOR, LOCATED IN BLDG. #2397. (03/98 ALC 971025) | 0 | 0 | 0 | 1 | 1 | Propane |  | 78 | 58.1646 | [5 empty] | 0 | 0 | 33.3877 | -117.4448 | 1 | place |  |  |  |  | Camp Pendleton | CA | San Diego County | 92055 | US | TIGER/LineÂ® dataset from the US Census Bureau
APCD2005-PTO-971028 | Retired | 2009-07-31 | [34W] Registered Engine (Rule 12) | USMC Base Public Utilities U19 | Air Quality Section | Building 140833 Camp Pendleton, CA | 92055 | A | EMERGENCY ENGINE: CATERPILLAR, MODEL 3208, DIESEL FIRED, 200 BHP, S/N: 5YF03514, DRIVING AN ELECTRIC GENERATOR, LOCATED IN BLDG. #140833. (03/98 ALC 971028) 17 CCR 93115 SJE 12/05 | 1 | 0 | 0 | 0 | 1 | Diesel |  | 200 | 149.14 | [5 empty] | 0 | 0 | 33.3877 | -117.4448 | 0.5 | place |  |  |  |  | Camp Pendleton | CA | San Diego County | 92055 | US | TIGER/LineÂ® dataset from the US Census Bureau
APCD2005-PTO-971030 | Retired | 2009-07-31 | [34W] Registered Engine (Rule 12) | USMC Base Public Utilities U11 | Commanding Officer | Camp Pendleton Camp Pendleton, CA | 92055 | A | EMERGENCY ENGINE: CATERPILLAR, MODEL 3208, DIESEL FIRED, 176 BHP, S/N: 90N65496, DRIVING A PUMP FOR DRINKING WATER, LOCATED IN BLDG. 52028 17 CCR 93115 SJE 12/05 (03/98 ALC 971030) | 1 | 0 | 0 | 0 | 1 | Diesel |  | 176 | 131.2432 | [5 empty] | 0 | 0 | 33.3877 | -117.4448 | 1 | place |  |  |  |  | Camp Pendleton | CA | San Diego County | 92055 | US | TIGER/LineÂ® dataset from the US Census Bureau
APCD2005-PTO-971033 | Retired | 2009-07-31 | [34W] Registered Engine (Rule 12) | USMC Base Public Health H01 | Air Quality Section | Building 520448 Camp Pendleton, CA | 92055 | A | EMERGENCY ENGINE: PERKINS, MODEL T4-236, DIESEL FIRED, 106 HP, S/N: LJ33478U103112N, DRIVING AN ELECTRIC GENERATOR, LOCATED IN BLDG #520447 (03/98 ALC 971033) 17 CCR 93 115 SJE 12/05 | 1 | 0 | 0 | 0 | 1 | Diesel |  | 106 | 79.0442 | [5 empty] | 0 | 0 | 33.3877 | -117.4448 | 0.5 | place |  |  |  |  | Camp Pendleton | CA | San Diego County | 92055 | US | TIGER/LineÂ® dataset from the US Census Bureau
APCD2005-PTO-971034 | Retired | 2009-07-31 | [34H] California Certified Emergency Standby Engine | USMC BASE MILITARY SUPPORT |  | CAMP PENDLETON CAMP PENDLETON, CA | 92055 | A | EMERGENCY ENGINE: CUMMINS, MODEL NT-855-G, DIESEL FIRED, 425 HP, S/N 30117817, DRIVING AN ELECTRIC GENERATOR (03/98 ALC 971034) LOCATED IN BLDG. #24058 | 1 | 0 | 0 | 0 | 1 | Diesel |  | 425 | 316.9225 | [5 empty] | 0 | 0 | 33.3877 | -117.4448 | 1 | place |  |  |  |  | Camp Pendleton | CA | San Diego County | 92055 | US | TIGER/LineÂ® dataset from the US Census Bureau
APCD2005-PTO-971041 | Retired | 2009-07-31 | [34W] Registered Engine (Rule 12) | USMC Base Public Utilities U12 | Commanding General | Camp Pendleton Camp Pendleton, CA | 92055 | A | ONE (1) EMERGENCY DIESEL ENGINE FOR A DRINKING WATER PUMP, CATCAT MODEL 3306DI, S/N: 64Z03116, 200 BHP. (BLDG 41611) APPL# 971041 EFH 04/98 17 CCR 93 115 SJE 12/05 | 1 | 0 | 0 | 0 | 1 | Diesel |  | 200 | 149.14 | [5 empty] | 0 | 0 | 33.3877 | -117.4448 | 1 | place |  |  |  |  | Camp Pendleton | CA | San Diego County | 92055 | US | TIGER/LineÂ® dataset from the US Census Bureau
APCD2005-PTO-971042 | Retired | 2009-07-31 | [34W] Registered Engine (Rule 12) | USMC Base Public Utilities U06 | Commanding General | Camp Pendleton Camp Pendleton, CA | 92055 | A | ONE (1) EMERGENCY DIESEL ENGINE GENERATOR, CUMMINS MODEL NT-855-G, 355 BHP, S/N: 30112346 (BLDG 31520) APPL# 971042 EFH 04/98 17 CCR 93 115 SJE 12/05 | 1 | 0 | 0 | 0 | 1 | Diesel |  | 355 | 264.7235 | [5 empty] | 0 | 0 | 33.3877 | -117.4448 | 1 | place |  |  |  |  | Camp Pendleton | CA | San Diego County | 92055 | US | TIGER/LineÂ® dataset from the US Census Bureau
APCD2005-PTO-971045 | Retired | 2009-07-31 | [34W] Registered Engine (Rule 12) | USMC Base Public Utilities U21 | Air Quality Section | Camp Pendleton Bldg 20831 Camp Pendleton, CA | 92055 | A | ONE (1) EMERGENCY DIESEL ENGINE GENERATOR, CAT MODEL 3412DI, S/N: 81Z08275, 810 BHP. (BLDG 20831) APPL# 971045 EFH 04/98 17 CCR 93 115 SJE 12/05 | 1 | 0 | 0 | 0 | 1 | Diesel |  | 810 | 604.017 | [5 empty] | 0 | 0 | 33.3877 | -117.4448 | 1 | place |  |  |  |  | Camp Pendleton | CA | San Diego County | 92055 | US | TIGER/LineÂ® dataset from the US Census Bureau
APCD2005-PTO-971047 | Retired | 2009-07-31 08:32 | [34W] Registered Engine (Rule 12) | USMC Base Public Utilities U17 | Commanding General | Camp Pendleton 53 Area SP#10 Camp Pendleton, CA | 92055 | A | ONE (1) EMERGENCY DIESEL ENGINE GENERATOR, MFR: HINO, MODEL: EK130, ENGINE S/N: A10228, 290 BHP, TURBOCHARGED. (BLDG. 26055) APPL# 971047 EFH 04/98 17 CCR 93 115 SJE 12/05 | 1 | 0 | 0 | 0 | 1 | Diesel |  | 290 | 216.253 | [5 empty] | 0 | 0 | 33.3877 | -117.4448 | 0.5 | place |  |  |  |  | Camp Pendleton | CA | San Diego County | 92055 | US | TIGER/LineÂ® dataset from the US Census Bureau
APCD2005-PTO-971048 | Retired | 2009-07-31 | [34W] Registered Engine (Rule 12) | USMC Base Public Utilities U18 | Air Quality Section | Building 62831 Camp Pendleton, CA | 92055 | A | ONE (1) DIESEL EMERGENCY GENERATOR, MFR: HINO. MODEL: EK 130. ENGINE S/N:A10229, 290 BHP, (BLDG 62831) APPL# 971048 EFH 04/98 17 CCR 93115 SJE 12/05 | 1 | 0 | 0 | 0 | 1 | Diesel |  | 290 | 216.253 | [5 empty] | 0 | 0 | 33.3877 | -117.4448 | 0.5 | place |  |  |  |  | Camp Pendleton | CA | San Diego County | 92055 | US | TIGER/LineÂ® dataset from the US Census Bureau
APCD2005-PTO-971050 | Retired | 2009-07-31 | [34W] Registered Engine (Rule 12) | USMC Base Public Utilities U15 | Air Quality Section | Bldg 52831 Camp Pendleton, CA | 92055 | A | ONE (1) EMERGENCY ENGINE GENERATOR; MFR: DETROIT DIESEL MODEL 80637405 DIESEL ENGINE S/N: 6VF188929, DRIVING A KOHLER MODEL 250ROZD GENERATOR, S/N 281607. BLDG 52831. APPL 971050 EFH 06/98 17 CCR 93115 SJE 12/05 | 1 | 0 | 0 | 0 | 1 | Diesel |  | Unknown | Unknown | [5 empty] | #VALUE! | 0 | 33.3877 | -117.4448 | 0.5 | place |  |  |  |  | Camp Pendleton | CA | San Diego County | 92055 | US | TIGER/LineÂ® dataset from the US Census Bureau
APCD2005-PTO-971051 | Retired | 2009-07-31 | [34W] Registered Engine (Rule 12) | USMC Base Public Safety SA06 | USMC Base | Camp Pendleton Camp Pendleton, CA | 92055 | A | EMERGENCY STANDBY DIESEL ENGINE: CUMMINS MODEL V 504F2, 187 HP, AT 3300 RPM, S/N 20248491, DRIVING ALLIS CHALMERS CENTRIFUGAL FIRE PUMP, S/N 881-94009-01-01. (BLDG. 220167) APPL 971051 EFH 06/98 17CCR93115 SJE12/05 | 1 | 0 | 0 | 0 | 1 | Diesel |  | 187 | 139.4459 | [5 empty] | 0 | 0 | 33.3877 | -117.4448 | 1 | place |  |  |  |  | Camp Pendleton | CA | San Diego County | 92055 | US | TIGER/LineÂ® dataset from the US Census Bureau
APCD2005-PTO-971054 | Retired | 2009-07-31 | [34W] Registered Engine (Rule 12) | USMC Base Public Utilities Bldg 170831 U07 | Air Quality Section | Camp Pendleton Camp Pendleton, CA | 92055 | A | EMERGENCY STANDBY ENGINE, JOHN DEERE MODEL 6076AF010, 290 HP, DIESEL FIRED, GENERATOR, KOHLER MODEL 150ROZJ, S/N RG6076A161786. (BLDG 17831) APPL 971054 EFH 06/98 17CCR93115 SJE12/05 | 1 | 0 | 0 | 0 | 1 | Diesel |  | 290 | 216.253 | [5 empty] | 0 | 0 | 33.3877 | -117.4448 | 1 | place |  |  |  |  | Camp Pendleton | CA | San Diego County | 92055 | US | TIGER/LineÂ® dataset from the US Census Bureau
APCD2005-PTO-971061 | Retired | 2009-07-31 | [34W] Registered Engine (Rule 12) | USMC Base Personnel Amenities P09 | Air Quality Section | Building 2296 Camp Pendleton, CA | 92055 | A | EMERGENCY STANDBY ENGINE: MFR: HINO ENGINE MODEL 4.0 LITER, ENGINE S/N: W04D A30800, 96 BHP, DIESEL FUELED; DRIVING A GENERAC SD040 GENERATOR, MODEL 92A 01895-S, S/N: 2002974, 30KW. (971061-CCN-4/98) (BLDG 2296) 17 CCR 93 115 SJE 12/05 | 1 | 0 | 0 | 0 | 1 | Diesel | 30 | 96 | 30 | [5 empty] | 0 | 0 | 33.3877 | -117.4448 | 0.5 | place |  |  |  |  | Camp Pendleton | CA | San Diego County | 92055 | US | TIGER/LineÂ® dataset from the US Census Bureau
APCD2005-PTO-971089 | Retired | 2009-07-31 21:39 | [34W] Registered Engine (Rule 12) | SD State University | Veronica Hoban | 5500 Campanile Dr San Diego, CA | 92182 | K | EMERGENCY ENGINE GENERATOR, 230 HP CATERPILLAR MODEL 3208 DIESEL ENGINES/N 3OA00849, TURBOCHARGED. LOCATED AT STUDENT HEALTH SERVICES. 971089 GDS 3/9817CCR93115SJE10/05 | 1 | 0 | 0 | 0 | 1 | Diesel |  | 230 | 171.511 | [5 empty] | 0 | 0 | 32.7721 | -117.0725 | 1 | rooftop | 5500 | Campanile Dr |  |  | San Diego | CA | San Diego County | 92182 | US | San Diego Geographic Information Source - JPA
APCD2005-PTO-971304 | Retired | 2009-07-31 | [34W] Registered Engine (Rule 12) | USMC MCAS Miramar | Michael Murukis | USMC Miramar San Diego, CA | 92145 | H | EMERGENCY ENGINE, DEUTZ MODEL KHD, DIESEL FIRED, 120 BHP, S/N: BF6L913L, DRIVING AN 88 KW ELECTRIC GENERATOR, 971304 AFS 16 APR 1998 17 CCR 93115 SJE 12/05 | 1 | 0 | 0 | 0 | 1 | Diesel | 88 | 120 | 88 | [5 empty] | 0 | 0 | 32.8795 | -117.1612 | 1 | street_center |  | Miramar Rd |  |  | San Diego | CA | San Diego County | 92121 | US | TIGER/LineÂ® dataset from the US Census Bureau
APCD2005-PTO-971487 | Retired | 2009-07-31 | [34W] Registered Engine (Rule 12) | USMC Base Military Support | AC/S Environmental Security | Building 520950 Camp Pendleton, CA | 92055 | A | EMERGENCY ENGINE: FORD, MODEL CSG-6491-6005-F, PROPANE FIRED, 82 HP, S/N 27586-F-18-RW, DRIVING AN ELECTRIC GENERATOR, KOHLER, MODEL 35RZ, 35 KW, S/N 396215, LOCATED IN BLDG. 520950. (05/18/98 ALC 971487) | 0 | 0 | 0 | 1 | 1 | Propane | 35 | 82 | 35 | [5 empty] | 0 | 0 | 33.3877 | -117.4448 | 0.5 | place |  |  |  |  | Camp Pendleton | CA | San Diego County | 92055 | US | TIGER/LineÂ® dataset from the US Census Bureau
APCD2005-PTO-971857 | Retired | 2009-07-31 | [34W] Registered Engine (Rule 12) | Pacific Bell | Facility Manager | 9580 Lakeview Rd Lakeside, CA | 92040 | H | EMERGENCY ENGINE: DETROIT DIESEL, MODEL 6V92, DIESEL FIRED, 423 BHP, S/N 06VF140509, DRIVING AN ELECTRIC GENERATOR, 230 KW. (09/98 ALC 971857) 17CCR93115SJE12/05 | 1 | 0 | 0 | 0 | 1 | Diesel | 230 | 423 | 230 | [5 empty] | 0 | 0 | 32.8549 | -116.9058 | 1 | rooftop | 9580 | Lakeview Rd |  |  | Lakeside | CA | San Diego County | 92040 | US | San Diego Geographic Information Source - JPA
APCD2005-PTO-972026 | Retired | 2009-07-31 | [34W] Registered Engine (Rule 12) | EMD Biosciences Inc |  | 10394 Pacific Center Ct San Diego, CA | 92121 | G | EMERGENCY ENGINE GENERATOR, KOHLER MODEL 150ROZJ, 150 KW, S/N 398521, DRIVEN BY JOHN DEERE MODEL 6081AE-001, TURBOCHARGED, AFTERCOOLED, DIESEL FIRED 250 BHP ENGINE. 972026 AFS29 SEP1998 17CCR93115 SJE11/05 | 1 | 0 | 0 | 0 | 1 | Diesel | 150 | 250 | 150 | [5 empty] | 0 | 0 | 32.9066 | -117.1903 | 1 | rooftop | 10394 | Pacific Center Ct |  |  | San Diego | CA | San Diego County | 92121 | US | Sandoval
APCD2005-PTO-972110 | Retired | 2009-07-31 15:34 | [34W] Registered Engine (Rule 12) | Qualcomm Inc | General Manager | 6455 Lusk Bl San Diego, CA | 92121 | G | EMERGENCY ENGINE GENERATOR: MFR: VALLEY DETROIT DIESEL, MODEL 500DS, S/N 602634, 830 BHP, DIESEL FIRED. APPL# 972093 EFH 10/9817CCR93115SJE11/05 | 1 | 0 | 0 | 0 | 1 | Diesel |  | 830 | 618.931 | [5 empty] | 0 | 0 | 32.9029 | -117.202 | 1 | rooftop | 6455 | Lusk Blvd |  |  | San Diego | CA | San Diego County | 92121 | US | San Diego Geographic Information Source - JPA
APCD2005-PTO-972161 | Retired | 2009-07-31 09:19 | [34W] Registered Engine (Rule 12) | SD City Dept of Metro Wastewater | Owner Manager | 15500 Paymogo ST San Diego, CA | 92129 | F | EMERGENCY ENGINE GENERATOR: 349 HORSEPOWER CATERPILLAR DIESEL ENGINE MODEL 3306, S/N 9NR02994. 971261 GDS 4/99 17CCR93115 SJE 11/05 | 1 | 0 | 0 | 0 | 1 | Diesel |  | 349 | 260.2493 | [5 empty] | 0 | 0 | 32.9959 | -117.0912 | 1 | range_interpolation | 15500 | Paymogo St |  |  | San Diego | CA | San Diego County | 92129 | US | TIGER/LineÂ® dataset from the US Census Bureau
APCD2005-PTO-972230 | Retired | 2009-07-31 12:03 | [34W] Registered Engine (Rule 12) | USMC BASE PUBLIC UTILITIES U22 | COMMANDING GENERAL | Bldg 20800 CAMP PENDLETON, CA | 92055 | A | Registration of Existing Diesel Emergency Standby Engine Mitsubishi, Model: 6D24, S/N: 281687, 320 HP, for a 200KW generator (MFR: GENERAC, Model: 98A04198-S, S/N 2043060), Turocharged. (Bldg. 20800) App# 972230 EFH 12/98 17 CCR 93 115 SJE 12/05 App# APCD2009-CER-000081/SH June-2010 | 1 | 0 | 0 | 0 | 1 | Diesel | 200 | 320 | 200 | [5 empty] | 0 | 0 | 33.3877 | -117.4448 | 0.5 | place |  |  |  |  | Camp Pendleton | CA | San Diego County | 92055 | US | TIGER/LineÂ® dataset from the US Census Bureau
APCD2005-PTO-972315 | Retired | 2009-07-31 15:58 | [34W] Registered Engine (Rule 12) | SD City Dept of Metropolitan Wastewater | General Manager | 20101 Lake Dr Escondido, CA | 92029 | D | EMERGENCY ENGINE, CATERPILLAR MODEL 3508TA, 1175 BHP, S/N 6NA00905, DIESEL FUEL, DRIVES GENERATOR. ENGINE S/N 23Z01300. 972315 AFS 04NOV1998 17CCR93115 SJE 11/05 | 1 | 0 | 0 | 0 | 1 | Diesel |  | 1175 | 876.1975 | [5 empty] | 0 | 0 | 33.0766 | -117.118 | 1 | range_interpolation | 20101 | Lake Dr |  |  | Escondido | CA | San Diego County | 92029 | US | TIGER/LineÂ® dataset from the US Census Bureau
APCD2005-PTO-972326 | Retired | 2009-07-31 10:35 | [34C] Emergency Standby Engine | Hanson Aggregates Pacific Southwest Inc | Area Manager | 9255 Camino Santa Fe San Diego, CA | 92121 | G | RE-LOCATABLE CATERPILLAR DIESEL ENGINE MODEL 330A, 115 BHP, S/N 85B536. TURBOCHARGED, AFTERCOOLED, LEAN BURN. (ENGINE REMOVED FROM PO NO. 880797) 973966(9/99); 978416 EFH 06/05 | 1 | 0 | 0 | 0 | 1 | Diesel |  | 115 | 85.7555 | [5 empty] | 0 | 0 | 32.8915 | -117.1653 | 0.9 | nearest_rooftop_match | 9257 | Camino Santa Fe |  |  | San Diego | CA | San Diego County | 92121 | US | San Diego Geographic Information Source - JPA
APCD2005-PTO-972537 | Retired | 2009-07-31 | [34W] Registered Engine (Rule 12) | USN Outlying Landing Field (NOLF) | Commanding Officer | Foot of 13th St Bldg 186 Imperial Beach, CA | 91932 | O | EMERGENCY ENGINE, JOHN DEERE MODEL 4039TF, S/N CD4039T157933, DIESEL FIRED 110 BHP, DRIVING A 50 KW GENERATOR. EX-PO 940341 972537AFS22DEC1998 17CCR93115SJE12/05 | 1 | 0 | 0 | 0 | 1 | Diesel | 50 | 110 | 50 | [5 empty] | 0 | 0 | 32.5783 | -117.1055 | 1 | street_center |  | 13th St |  |  | Imperial Beach | CA | San Diego County | 91932 | US | TIGER/LineÂ® dataset from the US Census Bureau
APCD2005-PTO-972538 | Retired | 2009-07-31 | [34W] Registered Engine (Rule 12) | USN Outlying Landing Field (NOLF) | Commanding Officer | Foot of 13th St Bldg 186 Imperial Beach, CA | 91932 | O | EMERGENCY ENGINE, JOHN DEERE MODEL 4039DF, S/N CD4039D158503, DIESEL FIRED, 66 BHP, DRIVING A 30 KW GENERATOR. EX-PO 940342 972538AFS22DEC19984/27/99 NO APP CORRECT S/N AFS 17CCR93115 SJE12/05 | 1 | 0 | 0 | 0 | 1 | Diesel | 30 | 66 | 30 | [5 empty] | 0 | 0 | 32.5783 | -117.1055 | 1 | street_center |  | 13th St |  |  | Imperial Beach | CA | San Diego County | 91932 | US | TIGER/LineÂ® dataset from the US Census Bureau
APCD2005-PTO-972834 | Retired | 2009-07-31 08:52 | [34W] Registered Engine (Rule 12) | Charlotte Russe Inc | Facility Manager | 4645 Morena Blvd San Diego, CA | 92117 | M | EMERGENCY ENGINE GENERATOR: DETROIT DIESEL, MODEL 81637408, 1170 HP, S/N 291671 DRIVING A KOHLER GENERATOR APPL# 972834 EFH 02/99 17CCR93115 SJE10/05 | 1 | 0 | 0 | 0 | 1 | Diesel |  | 1170 | 872.469 | [5 empty] | 0 | 0 | 32.8223 | -117.2254 | 1 | rooftop | 4645 | Morena Blvd |  |  | San Diego | CA | San Diego County | 92117 | US | San Diego Geographic Information Source - JPA
APCD2005-PTO-973210 | Retired | 2009-07-31 | [34W] Registered Engine (Rule 12) | LPL Financial | Howard O'Kelly | 9785 Towne Centre Dr San Diego, CA | 92121 | G | EMERGENCY ENGINE GENERATOR, 2010 HP, CATERPILLAR DIESEL ENGINE, MODEL 3512B, S/N 6WN00186. APPL# 973210 EFH 05/99 17CCR93115 SJE11/05 | 1 | 0 | 0 | 0 | 1 | Diesel |  | 2010 | 1498.857 | [5 empty] | 0 | 0 | 32.8876 | -117.2116 | 1 | rooftop | 9785 | Towne Centre Dr |  |  | San Diego | CA | San Diego County | 92121 | US | San Diego Geographic Information Source - JPA
APCD2005-PTO-973224 | Retired | 2009-07-31 | [34W] Registered Engine (Rule 12) | SD City Of Metro Wastewater Dept | General Manager | 18130 Bernardo Dr W San Diego, CA | 92127 | F | EMERGENCY GENERATOR/ENGINE SET: 1000 BHP CATERPILLAR DIESEL ENGINE, MODEL 349, TURBOCHARGED, S/N 061 P00661, DRIVING A 750 KW GENERATOR FOR A REMOTE SEWER PUMP STATION. 973224 EAD 10/20/99 17CCR93115 SJE 11/05 | 1 | 0 | 0 | 0 | 1 | Diesel | 750 | 1000 | 750 | [5 empty] | 0 | 0 | 33.0416 | -117.0778 | 0.9 | range_interpolation | 18130 | W Bernardo Dr |  |  | San Diego | CA | San Diego County | 92127 | US | TIGER/LineÂ® dataset from the US Census Bureau
APCD2005-PTO-973225 | Retired | 2009-07-31 | [34W] Registered Engine (Rule 12) | SD City Of Metro Wastewater Dept | General Manager | 18130 Bernardo Dr W San Diego, CA | 92127 | F | EMERGENCY GENERATOR/ENGINE SET: 1000 BHP CATERPILLAR DIESEL ENGINE, MODEL 349, WITH TURBOCHARGER, DRIVING A 750 KW GENERATOR FOR A REMOTE SEWER PUMP STATION. S/N061P01548973225 EAD 10/20/99 17CCR93115 SJE11/05 | 1 | 0 | 0 | 0 | 1 | Diesel | 750 | 1000 | 750 | [5 empty] | 0 | 0 | 33.0416 | -117.0778 | 0.9 | range_interpolation | 18130 | W Bernardo Dr |  |  | San Diego | CA | San Diego County | 92127 | US | TIGER/LineÂ® dataset from the US Census Bureau
APCD2005-PTO-973250 | Retired | 2009-07-31 | [34W] Registered Engine (Rule 12) | Pacific Bell Telephone Co DBA AT&T California | Mindy Lusk | 4042 37th Street San Diego, CA | 92104 | K | EMERGENCY ENGINE GENERATOR, 1170 HP, DETROIT DIESEL ENGINE, MODEL 800DS,S/N 601236.APPL# 973250 EFH 05/99 17CCR93115SJE12/05 | 1 | 0 | 0 | 0 | 1 | Diesel |  | 1170 | 872.469 | [5 empty] | 0 | 0 | 32.7509 | -117.1135 | 1 | rooftop | 4042 | 37th St |  |  | San Diego | CA | San Diego County | 92105 | US | San Diego Geographic Information Source - JPA
APCD2005-PTO-973291 | Retired | 2009-07-31 | [34W] Registered Engine (Rule 12) | Fairbanks Ranch Community SVC DIST | General Manager | 16556 Circa del Norte RANCHO SANTA FE, CA | 92067 | E | EMERGENCY ENGINE GENERATOR, 166 HP CUMMINS DIESEL ENGINE, MODEL BT-5.96, S/N 44322158, TURBOCHARGED. APPL# 973291 EFH 05/99 17 CCR 93 115 SJE 12/05 | 1 | 0 | 0 | 0 | 1 | Diesel |  | 166 | 123.7862 | [5 empty] | 0 | 0 | 32.9989 | -117.1908 | 1 | rooftop | 16556 | Circa Del Norte |  |  | Rancho Santa Fe | CA | San Diego County | 92067 | US | San Diego Geographic Information Source - JPA
APCD2005-PTO-973731 | Retired | 2009-07-31 | [34W] Registered Engine (Rule 12) | Space & Naval Warfare Systems Ctr | Bret Radsliff | 4297 Pacific Hwy San Diego, CA | 92110 | I | ONE (1) EMERGENCY GENERATOR: 150 BHP JOHN DEERE MODEL 6059T DIESEL ENGINE S/N CD6059T163299 DRIVING A 60 KW GENERATOR (DIESEL FUEL OPERATED) EAD 1/5/00 97373117CCR93115SJE11/05 | 1 | 0 | 0 | 0 | 1 | Diesel | 60 | 150 | 60 | [5 empty] | 0 | 0 | 32.7477 | -117.198 | 1 | range_interpolation | 4297 | Pacific Hwy |  |  | San Diego | CA | San Diego County | 92110 | US | TIGER/LineÂ® dataset from the US Census Bureau
APCD2005-PTO-973885 | Retired | 2009-07-31 | [34W] Registered Engine (Rule 12) | USMC MCAS Miramar | Michael Murukis | USMC Miramar San Diego, CA | 92145 | H | EMERGENCY ENGINE GENERATOR, 135 HP CUMMINS DIESEL ENGINE MODEL 6BT5.9-G2, S/N: 45555266 APPL# 973885 EFH 09/99 17 CCR 93115 SJE 12/05 | 1 | 0 | 0 | 0 | 1 | Diesel |  | 135 | 100.6695 | [5 empty] | 0 | 0 | 32.8795 | -117.1612 | 1 | street_center |  | Miramar Rd |  |  | San Diego | CA | San Diego County | 92121 | US | TIGER/LineÂ® dataset from the US Census Bureau
APCD2005-PTO-973929 | Retired | 2009-07-31 11:02 | [34W] Registered Engine (Rule 12) | Acadia Pharmaceuticals Inc | General Manager | 3911 Sorrento Valley BL San Diego, CA | 92121 | G | EMERGENCY ENGINE GENERATOR, 400 HP CAT DIESEL ENGINE, MODEL D-90P1, S/N E3619/001. APPL# 973929 EFH 10/99 17CCR93115 SJE12/05 | 1 | 0 | 0 | 0 | 1 | Diesel |  | 400 | 298.28 | [5 empty] | 0 | 0 | 32.9026 | -117.2206 | 1 | rooftop | 3911 | Sorrento Valley Blvd |  |  | San Diego | CA | San Diego County | 92121 | US | San Diego Geographic Information Source - JPA
APCD2005-PTO-974003 | Retired | 2009-07-31 | [34W] Registered Engine (Rule 12) | Hilton San Diego Resort | Director of Property Operations | 1775 Mission Bay Dr E San Diego, CA | 92109 | I | EMERGENCY GENERATOR: 58 BHP PERKINS DIESEL ENGINE, MODEL 4.236, S/N: LD90012-U873246J, DRIVING A GENERATOR. ENGINE/GEN SET MFG: DMT CORPORATION, MODEL 35, S/N: 840154 974003 EAD 2/9/00 17CCR93115 SJE 10/05 | 1 | 0 | 0 | 0 | 1 | Diesel |  | 58 | 43.2506 | [5 empty] | 0 | 0 | 32.7646 | -117.2356 | 0.9 | range_interpolation | 1775 | W Mission Bay Dr |  |  | San Diego | CA | San Diego County | 92109 | US | TIGER/LineÂ® dataset from the US Census Bureau
APCD2005-PTO-974215 | Retired | 2009-07-31 | [34W] Registered Engine (Rule 12) | SD Co Of Las Colinas PR0072 | Fac Serv D Vaughan | 9000 Cottonwood Av Santee, CA | 92071 | H | EMERGENCY ENGINE GENERATOR, 66 HP JOHN DEERE DIESEL ENGINE, MODEL 4239DF001, S/N; T04239DZ177B1 APPL# 974215 EFH 12/99 14 7CCR93115 SJE 11/05 | 1 | 0 | 0 | 0 | 1 | Diesel |  | 66 | 49.2162 | [5 empty] | 0 | 0 | 32.8404 | -116.9736 | 1 | range_interpolation | 9000 | Cottonwood Ave |  |  | Santee | CA | San Diego County | 92071 | US | TIGER/LineÂ® dataset from the US Census Bureau
APCD2005-PTO-974442 | Retired | 2009-07-31 | [34W] Registered Engine (Rule 12) | USMC Base Public Utilities U32 | Air Quality Section | Building 12109 CAMP PENDLETON, CA | 92055 | A | EMERGENCY GENERATOR: 102 BHP JOHN DEERE DIESEL ENGINE, MODEL 4039TF004, S/N: CD4039T380604 EAD 974442 12/17/00 (BLDG 12109) 17CCR93115 SJE 12/05 | 1 | 0 | 0 | 0 | 1 | Diesel |  | 102 | 76.0614 | [5 empty] | 0 | 0 | 33.3877 | -117.4448 | 0.5 | place |  |  |  |  | Camp Pendleton | CA | San Diego County | 92055 | US | TIGER/LineÂ® dataset from the US Census Bureau
APCD2005-PTO-974552 | Retired | 2009-07-31 | [34W] Registered Engine (Rule 12) | SunGard Availability Services LP | Operations Supervisor | 9645 Scranton Rd Suite 100 San Diego, CA | 92121 | G | EMERGENCY ENGINE GENERATOR, 1200 HP CUMMINS DIESEL ENGINE MODEL 825C/QST30-G2, S/N 37190720, TURBOCHARGED AND AFTERCOOLED. APPL# 974552 EFH 03/0017CCR93115SJE11/05 | 1 | 0 | 0 | 0 | 1 | Diesel |  | 1200 | 894.84 | [5 empty] | 0 | 0 | 32.8973 | -117.2011 | 1 | rooftop | 9645 | Scranton Rd | Ste | 100 | San Diego | CA | San Diego County | 92121 | US | San Diego Geographic Information Source - JPA
APCD2005-PTO-974637 | Retired | 2009-07-31 | [34W] Registered Engine (Rule 12) | Abacus America Inc | Network Engineer | 9645 Scranton Rd San Diego, CA | 92121 | G | CATERPILLAR DIESEL ENGINE, MODEL 3412, 1109 BHP, S/N 2WJO5803. 974637AFS24FEB2000 17CCR93115 SJE11/05 | 1 | 0 | 0 | 0 | 1 | Diesel |  | 1109 | 826.9813 | [5 empty] | 0 | 0 | 32.8973 | -117.2011 | 1 | rooftop | 9645 | Scranton Rd |  |  | San Diego | CA | San Diego County | 92121 | US | San Diego Geographic Information Source - JPA
APCD2005-PTO-974644 | Retired | 2009-07-31 | [34W] Registered Engine (Rule 12) | SD CO of Gen Svcs PR0086 | Bldg Maint Supervisor | 5555 Overland Av Bldg 10 San Diego, CA | 92123 | J | DETROIT DIESEL MODEL 300R0ZD, 474 HP, S/N 06VF221050 (ENGINE), S/N 606149 (ALTERNATOR), 300 KW. 974644 17CCR93115 SJE11/05 | 1 | 0 | 0 | 0 | 1 | Diesel | 300 | 474 | 300 | [5 empty] | 0 | 0 | 32.8339 | -117.1306 | 1 | range_interpolation | 5555 | Overland Ave | Bldg | 10 | San Diego | CA | San Diego County | 92123 | US | TIGER/LineÂ® dataset from the US Census Bureau
APCD2005-PTO-974795 | Retired | 2009-07-31 | [34W] Registered Engine (Rule 12) | USN Amphibious Base Coronado | Commanding Officer | Silver Strand Bl Coronado, CA | 92155 | O | EMERGENCY GENERATOR: 66 HP JOHN DEERE, MODEL #4039DF, DIESEL FIRED ENGINE S/N CD4039D398587. 974795 EAD 9/1/2001 17CCR93115 SJE12/05 | 1 | 0 | 0 | 0 | 1 | Diesel |  | 66 | 49.2162 | [5 empty] | 0 | 0 | 32.6596 | -117.1554 | 1 | street_center |  | Silver Strand Blvd |  |  | Coronado | CA | San Diego County | 92118 | US | TIGER/LineÂ® dataset from the US Census Bureau
APCD2005-PTO-975151 | Retired | 2009-07-31 | [34W] Registered Engine (Rule 12) | USN Nav Sta 1 SCE | Commanding Officer | Naval Station San Diego, CA | 92136 | S | EMERGENCY ENGINE GENERATOR, 62 HP CUMMINS DIESEL ENGINE, MODEL 4B3.9G2, S/N 45923600. APPL# 975151 EFH 07/00 17CCR93115 SJE12/05 | 1 | 0 | 0 | 0 | 1 | Diesel |  | 62 | 46.2334 | 2022-01-10 | 215.20 | 2022-01-10 | 215.40 | 0.2 | 9.2467 | 0.0083996 | 32.8122 | -116.9328 | 0.86 | street_center |  | Navello St |  |  | El Cajon | CA | San Diego County | 92021 | US | TIGER/LineÂ® dataset from the US Census Bureau
APCD2005-PTO-975251 | Retired | 2009-07-31 | [34W] Registered Engine (Rule 12) | Dept of Navy-Naval Base Point Loma (NBPL) Public Works Dept (PWD) |  | USN Naval Base Point Loma,C3F Complex, Bldg 61 San Diego, CA | 92106 | I | EMERGENCY ENGINE GENERATOR, 100 HP JOHN DEERE DIESEL ENGINE, MODEL 4039TF001 S/N TO43039T344695. C3F Complex, Bldg 61 (APPL# 975251) EFH 04/01 17CCR93115 SJE12/05 | 1 | 0 | 0 | 0 | 1 | Diesel |  | 100 | 74.57 | [5 empty] | 0 | 0 | 32.7241 | -117.1709 | 1 | place |  |  |  |  | San Diego | CA | San Diego County | 92101 | US | TIGER/LineÂ® dataset from the US Census Bureau
APCD2005-PTO-975313 | Retired | 2009-07-31 | [34W] Registered Engine (Rule 12) | City of SD Water Dept | Del Hernandez | 9727 Caminito Chollas San Diego, CA | 92105 | K | EMERGENCY ENGINE GENERATOR, 175 HP VOLVO DIESEL ENGINE, MODEL 5416, S/N 2061157357/775091 MODEL TWD630VF APPL# 975313 EFH 10/00 17CCR93115 SJE12/05 | 1 | 0 | 0 | 0 | 1 | Diesel |  | 175 | 130.4975 | [5 empty] | 0 | 0 | 32.7241 | -117.1709 | 0.5 | place |  |  |  |  | San Diego | CA | San Diego County | 92101 | US | TIGER/LineÂ® dataset from the US Census Bureau
APCD2005-PTO-975390 | Retired | 2009-07-31 | [34W] Registered Engine (Rule 12) | US Navy Regional Plant | Facility Manager | 2555 Sports Arena Blvd San Diego, CA | 92110 | I | KOHLER GENERATOR MODEL 135ROZI, S/N 399843. JOHN DEERE ENGINE, MODEL 6081TF001, S/N RG6081T058207. | 0 | 0 | 0 | 0 | 0 | Unknown |  | Unknown | Unknown | [5 empty] | #VALUE! | 0 | 32.747 | -117.1981 | 1 | range_interpolation | 2555 | Sports Arena Blvd |  |  | San Diego | CA | San Diego County | 92110 | US | TIGER/LineÂ® dataset from the US Census Bureau
APCD2005-PTO-975484 | Retired | 2009-07-31 13:30 | [34W] Registered Engine (Rule 12) | USD | General Manager | 5998 Alcala Park San Diego, CA | 92110 | I | EMERGENCY ENGINE: PERKINS, MODEL 1239/1500, 65.6 BHP, DIESEL FIRED, S/N LJ50317 U914803G, DRIVING A 40-KW ELECTRIC GENERATOR, F.G. WILSON, MODEL D40P1, S/N F5029/001, LOCATED IN SCHOOL OF NURSING. (975484 ALC 10/00)17CCR93115SJE10/05 | 1 | 0 | 0 | 0 | 1 | Diesel | 40 | 65.6 | 40 | [5 empty] | 0 | 0 | 32.7705 | -117.1896 | 1 | range_interpolation | 5998 | Alcala Park |  |  | San Diego | CA | San Diego County | 92110 | US | TIGER/LineÂ® dataset from the US Census Bureau
APCD2005-PTO-975554 | Retired | 2009-07-31 | [34W] Registered Engine (Rule 12) | USN Submarine Base | Comm Officer Code 12 | Bldg 558 San Diego, CA | 92106 | I | EMERGENCY ENGINE: CUMMINS, MODEL 6BT5.9G1, DIESEL FIRED, 135 BHP, S/N 45080906, DRIVING A 75-KW ELECTRIC GENERATOR. (975554 ALC 10/00)17CCR93115SJE12/05 | 1 | 0 | 0 | 0 | 1 | Diesel | 75 | 135 | 75 | [5 empty] | 0 | 0 | 32.7241 | -117.1709 | 0.5 | place |  |  |  |  | San Diego | CA | San Diego County | 92101 | US | TIGER/LineÂ® dataset from the US Census Bureau
APCD2005-PTO-975600 | Retired | 2009-07-31 | [34W] Registered Engine (Rule 12) | Marine Corps Air Station | Environmental Manager | Camp Pendleton Camp Pendleton, CA | 92055 | A | HERCULES PROPANE ENGINE MODEL G2300X210, 61 HP, S/N KE3336570, TURBOCHARGED. 975600 AFS 23OCT2000 (BLDG 23158 "PAR" SITE) | 0 | 0 | 0 | 1 | 1 | Propane |  | 61 | 45.4877 | [5 empty] | 0 | 0 | 33.3877 | -117.4448 | 1 | place |  |  |  |  | Camp Pendleton | CA | San Diego County | 92055 | US | TIGER/LineÂ® dataset from the US Census Bureau
APCD2005-PTO-975619 | Retired | 2009-07-31 | [34W] Registered Engine (Rule 12) | SPAWAR Systems Center Pacific |  | 1967 Via Casa Alta La Jolla, CA | 92037 | I | EMERGENCY ENGINE: JOHN DEERE, MODEL 6059T, DIESEL FIRED, 166 BHP, S/N CD6059T182168, DRIVING A KOHLER MODEL 100ROZJ ELECTRIC GENERATOR. (975619 ALC 10/00)(980566 1/04)17CCR93115 SJE10/05 | 1 | 0 | 0 | 0 | 1 | Diesel |  | 166 | 123.7862 | [5 empty] | 0 | 0 | 32.8383 | -117.2492 | 1 | range_interpolation | 1967 | Via Casa Alta |  |  | LA Jolla | CA | San Diego County | 92037 | US | TIGER/LineÂ® dataset from the US Census Bureau
APCD2005-PTO-975676 | Retired | 2009-07-31 12:58 | [34W] Registered Engine (Rule 12) | USN Air Station NORIS (2) Pub Wks | Commanding Officer | NAS North Island San Diego, CA | 92135 | O | EMERGENCY ENGINE GENERATOR, 66 HP JOHN DEERE DIESEL ENGINE MODEL 4039D, S/N CD4039D408914. APPL# 975676 EFH 04/01 17CCR93115 SJE12/05 Functional Group: Public Utilities and Transportation | 1 | 0 | 0 | 0 | 1 | Diesel |  | 66 | 49.2162 | [5 empty] | 0 | 0 | 33.2328 | -117.352 | 0.8 | street_center |  | New Branch Ct |  |  | Oceanside | CA | San Diego County | 92058 | US | TIGER/LineÂ® dataset from the US Census Bureau
APCD2005-PTO-975723 | Retired | 2009-07-31 | [34W] Registered Engine (Rule 12) | SD Co Of Las Colinas PR0072 | Fac Serv D Vaughan | 9000 Cottonwood Av Santee, CA | 92071 | H | CUMMINS DIESEL ENGINE, MODEL NT855G3, S/N: 33117205/J100 3/3, 340 HP. 975723 AFS 22NOV2000 17CCR93115 SJE 11/05 | 1 | 0 | 0 | 0 | 1 | Diesel |  | 340 | 253.538 | [5 empty] | 0 | 0 | 32.8404 | -116.9736 | 1 | range_interpolation | 9000 | Cottonwood Ave |  |  | Santee | CA | San Diego County | 92071 | US | TIGER/LineÂ® dataset from the US Census Bureau
APCD2005-PTO-975758 | Retired | 2009-07-31 | [34W] Registered Engine (Rule 12) | SD CO of Gen Svcs PR0086 | Bldg Maint Supervisor | 5555 Overland Av Bldg 10 San Diego, CA | 92123 | J | EMERGENCY ENGINE: JOHN DEERE, MODEL NO. 6081AF001, DIESEL FIRED, 330 BHP, S/N RG6081A115680, DRIVING AN ELECTRIC GENERATOR. (975758 ALC 12/00) 17CCR93115 SJE10/05 | 1 | 0 | 0 | 0 | 1 | Diesel |  | 330 | 246.081 | [5 empty] | 0 | 0 | 32.8339 | -117.1306 | 1 | range_interpolation | 5555 | Overland Ave | Bldg | 10 | San Diego | CA | San Diego County | 92123 | US | TIGER/LineÂ® dataset from the US Census Bureau
APCD2005-PTO-975835 | Retired | 2009-07-31 | [34W] Registered Engine (Rule 12) | Qualcomm Inc | EHS Department | 5555 Morehouse Dr San Diego, CA | 92121 | G | EMERGENCY ENGINE: CATERPILLAR MODEL 3516B, DIESEL FIRED, 2876 BHP, S/N 6HN00758, DRIVING A 2000-KW ELECTRIC GENERATOR. (975835 ALC 12/00) 17CCR93115SJE11/05 | 1 | 0 | 0 | 0 | 1 | Diesel | 2000 | 2876 | 2000 | [5 empty] | 0 | 0 | 32.896 | -117.1953 | 1 | rooftop | 5555 | Morehouse Dr |  |  | San Diego | CA | San Diego County | 92121 | US | San Diego Geographic Information Source - JPA
APCD2005-PTO-975913 | Retired | 2009-07-31 | [34C] Emergency Standby Engine | Watson Wyatt | Facility Manager | 12544 High Bluff Dr San Diego, CA | 92130 | M | EMERGENCY STANDBY ENGINE: CATERPILLAR MODEL 3406C DITA, DIESEL FIRED, 587 HP, TURBO CHARGED, AFTER COOLED, S/N 1LS01477, EPA CERTIFICATION NO. EIRL*97/68AA*005*00. 975913AFS 30 MAY 2002 17CCR93115 SJE12/05 | 1 | 0 | 0 | 0 | 1 | Diesel |  | 587 | 437.7259 | [5 empty] | 0 | 0 | 32.9461 | -117.2417 | 1 | rooftop | 12544 | High Bluff Dr |  |  | San Diego | CA | San Diego County | 92130 | US | San Diego Geographic Information Source - JPA
APCD2005-PTO-975971 | Retired | 2009-07-31 | [34C] Emergency Standby Engine | Rohr Inc, a UTC Aerospace Systems Company | Rick Sordia | 850 Lagoon Dr Chula Vista, CA | 91910 | Q | CUMMINS DIESEL ENGINE MODEL N14-G2, 535 HP, TURBOCHARGED, AFTERCOOLED, S/N: 12027959, CARB FAMILY # YCEXL0855AAA. 975971 AFS 01 AUG 200 19/19/01 CONDITION CORRECTION AFS 17 CCR 93 115 SJE 10/05 | 1 | 0 | 0 | 0 | 1 | Diesel |  | 535 | 398.9495 | [5 empty] | 0 | 0 | 32.6356 | -117.0997 | 1 | range_interpolation | 850 | Lagoon Dr |  |  | Chula Vista | CA | San Diego County | 91910 | US | TIGER/LineÂ® dataset from the US Census Bureau
APCD2005-PTO-976061 | Retired | 2009-07-31 | [34C] Emergency Standby Engine | USMC Base Public Utilities U11 | Air Quality Section | Building 51056 Camp Pendleton, CA | 92055 | A | EMERGENCY ENGINE: JOHN DEERE, MODEL 6081AF001, ENGINE S/N: RG6081A129345, 330 BHP, DIESEL FIRED, TURBOCHARGED, GENERATOR S/N: 695865, DRIVING A 200 KW ELECTRIC GENERATOR FOR A WATER TOWER, LOCATED IN BLDG. 52021. (976061 ALC 10/01) 17 CCR 93 115 SJE 12/05 | 1 | 0 | 0 | 0 | 1 | Diesel | 200 | 330 | 200 | [5 empty] | 0 | 0 | 33.3877 | -117.4448 | 0.5 | place |  |  |  |  | Camp Pendleton | CA | San Diego County | 92055 | US | TIGER/LineÂ® dataset from the US Census Bureau
APCD2005-PTO-976075 | Retired | 2009-07-31 | [34W] Registered Engine (Rule 12) | Apple Inc | Kate Phin | 4550 Towne Centre Ct San Diego, CA | 92121 | G | EMERGENCY ENGINE GENERATOR, 2172 HP CAT DIESEL ENGINE, MODEL 3512B, S/N 6WN00427 APPL# 976075 EFH 06/01 (978451 8/02) 17CCR93115 SJE10/05 | 1 | 0 | 0 | 0 | 1 | Diesel |  | 2172 | 1619.6604 | [5 empty] | 0 | 0 | 32.8848 | -117.2127 | 1 | rooftop | 4550 | Towne Centre Ct |  |  | San Diego | CA | San Diego County | 92121 | US | Sandoval
APCD2005-PTO-976076 | Retired | 2009-07-31 | [34C] Emergency Standby Engine | ARE-SD Region No. 19 LLC | Jon Labaw | 6138-6150 Nancy Ridge Drive San Diego, CA | 92121 | G | ONE (1) EMERGENCY ENGINE GENERATOR, DETROIT DIESEL ENGINE MODEL 16V2000, DIESEL FIRED, S/N 0696479, TURBOCHARGED AND AFTERCOOLED, DRIVING A 810 KW APPL# 976076 EFH 08/0317CCR93115SJE12/05 | 1 | 0 | 0 | 0 | 1 | Diesel | 810 | Unknown | 810 | [5 empty] | 0 | 0 | 32.8903 | -117.1863 | 0.9 | nearest_rooftop_match | 6150 | Nancy Ridge Dr |  |  | San Diego | CA | San Diego County | 92121 | US | San Diego Geographic Information Source - JPA
APCD2005-PTO-976085 | Retired | 2009-07-31 | [34C] Emergency Standby Engine | Oracle America | Jason Rudolph | 9515 Towne Centre Drive San Diego, Ca | 92121 | G | ONE (1) EMERGENCY STANDBY ENGINE, CATERPILLAR DIESEL ENGINE MODEL 3412C,749 HP, EPA TIER 1 CERTIFIED, S/N BPG00218, EQUIPPED WITH TURBOCHARGER, AFTERCOOLER, DRIVING A 500 KW GENERATOR. APPL# 976085 EFH 06/02 17CCR93115S JE10/05 | 1 | 0 | 0 | 0 | 1 | Diesel | 500 | 749 | 500 | [5 empty] | 0 | 0 | 32.8801 | -117.2071 | 1 | rooftop | 9515 | Towne Centre Dr |  |  | San Diego | CA | San Diego County | 92121 | US | San Diego Geographic Information Source - JPA
APCD2005-PTO-976169 | Retired | 2009-07-31 10:40 | [34W] Registered Engine (Rule 12) | Harte Hanks | General Manager | 9980 Huennekens St Ste 200 San Diego, CA | 92121 | G | EMERGENCY ENGINE: CUMMINS, MODEL 500DFED-3380099, DIESEL FIRED, TURBOCHARGED, 755 BHP, S/N: I990992839, DRIVING AN ONAN ELECTRIC GENERATOR. (976169 ALC 04/01)(979965 8/03)17 CCR 93 115 SJE 10/05 | 1 | 0 | 0 | 0 | 1 | Diesel |  | 755 | 563.0035 | [5 empty] | 0 | 0 | 32.9018 | -117.1812 | 1 | rooftop | 9980 | Huennekens St | Ste | 200 | San Diego | CA | San Diego County | 92121 | US | San Diego Geographic Information Source - JPA
APCD2005-PTO-976340 | Retired | 2009-07-31 | [34C] Emergency Standby Engine | RAF Pacifica Group-Real Estate Fund II LLC & Michel & Co LLC | George Aquino | 1880 Diamond St San Marcos, CA | 92078 | E | EMERGENCY STANDBY ENGINE: 846 BHP DAEWOO DIESEL ENGINE -MODEL P222LE WITH TURBOCHARGING, AFTERCOOLING AND 4 DEGREE TIMING RETARD. 976340 EAD 6/25/02 17CCR93115 SJE12/05 | 1 | 0 | 0 | 0 | 1 | Diesel |  | 846 | 630.8622 | [5 empty] | 0 | 0 | 33.1045 | -117.2179 | 1 | rooftop | 1880 | Diamond St |  |  | San Marcos | CA | San Diego County | 92078 | US | San Diego Geographic Information Source - JPA
APCD2005-PTO-976350 | Retired | 2009-07-31 | [34C] Emergency Standby Engine | PDG Carlsbad 46, Ltd c/o Diversified Property Group | Rob Tschantz | 1896 Rutherford Rd Carlsbad, CA | 92008 | C | EMERGENCY STANDBY ENGINE: CATERPIILAR DIESEL ENGINE, MODEL 3406, S/N ILSO1568, 449 BHP, EPA TIER 1 CERTIFIED OF CERTIFICATION NO CPX-NR6-01-28, EQUIPPED WITH TURBOCHARGER, AFTERCOOLER, 4 DEGREE RETARD,DRIVING A 300 KW GENERATOR. (976350-CCN-4/02) 17CCR93115 SJE11/05 | 1 | 0 | 0 | 0 | 1 | Diesel | 300 | 449 | 300 | [5 empty] | 0 | 0 | 33.1349 | -117.2832 | 1 | rooftop | 1896 | Rutherford Rd |  |  | Carlsbad | CA | San Diego County | 92008 | US | San Diego Geographic Information Source - JPA
APCD2005-PTO-976351 | Retired | 2009-07-31 | [34H] California Certified Emergency Standby Engine | USMC Base Public Utilities U15 | Air Quality Section | Bldg 520830 Camp Pendleton, CA | 92055 | A | STANDBY ENGINE MFR: JOHN DEERE, MODEL: 6081AF001, ENGINE: S/N: RG6081A129890 GENERATOR S/N: 0698924, 330 HP, EPA TIER I CERTIFIED (JDX-NR7-01-04) ENGINE FAMILY #1JDXL08.1008, YEAR: 2001, TURBOCHARGED, AFTERCOOLED, FOR A 205 KW GENERATOR MFR: KOHLER, MODEL: 200ROZJ, S/N: 0698924. LOCATED AT BLDG. 520830 - PUBLIC UTILITIES U15.976351 AFS 07 AUG 2001 9/19/01 CONDITION CORRECTION AFS 17 CCR 93 115 SJE 12/05 | 0 | 0 | 0 | 0 | 0 | Unknown | 205 | 330 | 205 | [5 empty] | 0 | 0 | 33.3877 | -117.4448 | 0.5 | place |  |  |  |  | Camp Pendleton | CA | San Diego County | 92055 | US | TIGER/LineÂ® dataset from the US Census Bureau
APCD2005-PTO-976365 | Retired | 2009-07-31 11:59 | [34W] Registered Engine (Rule 12) | USMC Base Marine Facilities | Facility Manager | Camp Pendleton Camp Pendleton, CA | 92055 | A | INTERNAL COMBUSTION ENGINE. MAKE: DETROIT DIESEL. MODEL: 50437001. SERIAL NO. 4D0198596. HP RATING: 84. (Tier 0) DIESEL FUELED. POWERS A 40 TON CRANE AS AN AUXILIARY ENGINE TO POWER CRANE PORTION OF EQUIPMENT AND NOT MOVE THE EQUIPMENT. (PORTABLE - BASEWIDE GARAGED AT BLDG 26054). | 1 | 0 | 0 | 0 | 1 | Diesel |  | 84 | 62.6388 | [5 empty] | 0 | 0 | 33.3877 | -117.4448 | 1 | place |  |  |  |  | Camp Pendleton | CA | San Diego County | 92055 | US | TIGER/LineÂ® dataset from the US Census Bureau
APCD2005-PTO-976384 | Retired | 2009-07-31 | [34C] Emergency Standby Engine | BMR-Axiom LP | Dan Krachon | 9775 Towne Centre Ct San Diego, CA | 92121 | G | EMERGENCY STANDBY ENGINE: CATERPILLAR DIESEL ENGINE, MODEL 3508B, S/N 1FZ00793, 1592 BHP, EPA TIER 1 CERTIFIED OF ENGINE FAMILY NUMBER 1CPXL34.5ERK, EQUIPPED WITH TURBO CHARGER, AFTER COOLER, DRIVING A 1000 KW GENERATOR. (976384-CCN-11/01) 17CCR93115 SJE11/05 | 1 | 0 | 0 | 0 | 1 | Diesel | 1000 | 1592 | 1000 | [5 empty] | 0 | 0 | 32.8858 | -117.2094 | 0.8 | rooftop | 9775 | Towne Centre Dr |  |  | San Diego | CA | San Diego County | 92121 | US | San Diego Geographic Information Source - JPA
APCD2005-PTO-976385 | Retired | 2009-07-31 14:07 | [34C] Emergency Standby Engine | Oracle America | Jason Rudolph | 9515 Towne Centre Drive San Diego, Ca | 92121 | G | EMERGENCY STANDBY ENGINE: CATERPILLAR DIESEL ENGINE, MODEL 3406, S/N 01LS01565, 519 BHP, EPA TIER 1 CERTIFIED OF ENGINE FAMILY NUMBER 1CPXL14.6MRJ, EQUIPPED WITH TURBOCHARGER, AFTERCOOLER, DRIVING A 350 KW GENERATOR. (976385-CCN-11/01) 17CCR93115SJE10/05 | 1 | 0 | 0 | 0 | 1 | Diesel | 350 | 519 | 350 | [5 empty] | 0 | 0 | 32.8801 | -117.2071 | 1 | rooftop | 9515 | Towne Centre Dr |  |  | San Diego | CA | San Diego County | 92121 | US | San Diego Geographic Information Source - JPA
APCD2005-PTO-976448 | Retired | 2009-07-31 10:07 | [34W] Registered Engine (Rule 12) | SD City Of | Facility Manager | 17175 MT Woodson Rd Ramona, CA | 92065 | F | EMERGENCY ENGINE GENERATOR, 50 HP CUMMINS DIESEL ENGINE, MODEL L634D-1/10386C, S/N CD1873266340. (980523 12/03) APPL# 976448 EFH 17CCR93115 SJE 11/05 | 1 | 0 | 0 | 0 | 1 | Diesel |  | 50 | 37.285 | [5 empty] | 0 | 0 | 33.006 | -116.9566 | 1 | rooftop | 17175 | Mt Woodson Rd |  |  | Ramona | CA | San Diego County | 92065 | US | San Diego Geographic Information Source - JPA
APCD2005-PTO-976451 | Retired | 2009-07-31 08:48 | [34W] Registered Engine (Rule 12) | San Diego Gas & Electric - North Coast C&O | Jayme Caddick | 5016 Carlsbad Blvd Carlsbad, CA | 92008 | C | EMERGENCY ENGINE GENERATOR, 66 HP JOHN DEERE DIESEL ENGINE, MODEL 4039DF, S/N CD4039D190221. APPL# 976451 EFH 08/01 17CCR93115 SJE 11/05 | 1 | 0 | 0 | 0 | 1 | Diesel |  | 66 | 49.2162 | [5 empty] | 0 | 0 | 33.1329 | -117.3356 | 1 | range_interpolation | 5016 | Carlsbad Blvd |  |  | Carlsbad | CA | San Diego County | 92008 | US | TIGER/LineÂ® dataset from the US Census Bureau
APCD2005-PTO-976859 | Retired | 2009-07-31 11:30 | [34W] Registered Engine (Rule 12) | San Diego Gas & Electric-NorthEast C&O | Jennifer Davis | 571 Enterprise Street Escondido, CA | 92029 | D | EMERGENCY ENGINE GENERATOR, 66 HP JOHN DEERE DIESEL ENGINE, MODEL 4039D S/N 4039D367583. APPL# 976859 EFH 08/01 17CCR93115 SJE 11/05 | 1 | 0 | 0 | 0 | 1 | Diesel |  | 66 | 49.2162 | [5 empty] | 0 | 0 | 33.1245 | -117.1144 | 1 | rooftop | 571 | Enterprise St |  |  | Escondido | CA | San Diego County | 92029 | US | San Diego Geographic Information Source - JPA
APCD2005-PTO-976860 | Retired | 2009-07-31 10:32 | [34W] Registered Engine (Rule 12) | SDG&E | Area Manager | 735 33rd St San Diego, CA | 92102 | S | EMERGENCY ENGINE GENERATOR, 66 HP JOHN DEERE ENGINE, MODEL 4039 DF, S/N CD4039D182269. APPL# 976860 EFH 08/01 17CCR93115 SJE 11/05 | 0 | 0 | 0 | 0 | 0 | Unknown |  | 66 | 49.2162 | [5 empty] | 0 | 0 | 32.7132 | -117.1205 | 1 | rooftop | 735 | 33rd St |  |  | San Diego | CA | San Diego County | 92102 | US | San Diego Geographic Information Source - JPA
APCD2005-PTO-976863 | Retired | 2009-07-31 08:57 | [34C] Emergency Standby Engine | General Atomics Electronic Systems Inc | Environmental Coordinator | 4949 Greencraig Ln San Diego, CA | 92123 | J | EMERGENCY STANDBY ENGINE: MITSUBISHI DIESEL ENGINE, MODEL S6B3-PTA, S/N CO171752, 574 BHP, EQUIPPED WITH TURBOCHARGER, AFTERCOOLER, DRIVING A 400 KW GENERATOR. (976863-CCN-7/02) 17CCR93115SJE10/05 | 1 | 0 | 0 | 0 | 1 | Diesel | 400 | 574 | 400 | [5 empty] | 0 | 0 | 32.8268 | -117.1239 | 1 | rooftop | 4949 | Greencraig Ln |  |  | San Diego | CA | San Diego County | 92123 | US | Sandoval
APCD2005-PTO-976915 | Retired | 2009-07-31 | [34H] California Certified Emergency Standby Engine | HCP Callan Road LLC | Ron Admire | 3020 Callan Rd San Diego, CA | 92121 | G | EMERGENCY STANDBY ENGINE: Mfr: PERKINS MODEL 1994/1800, S/N YD50701*U723573* Output: 216 BHP, EPA TIER 1 CERITIFED OF ENGINE FAMILY NUMBER XPKXL05.9YJ1, DRIVING A 125 KW GENERATOR (Mfr: Olympian by Caterpillar, product ID: OLY00000TNPS00146). (983686 10/05)(976915-CCN-2/02) 17CCR93115 SJE10/05 | 0 | 0 | 0 | 0 | 0 | Unknown | 125 | 216 | 125 | [5 empty] | 0 | 0 | 32.9074 | -117.2406 | 1 | rooftop | 3020 | Callan Rd |  |  | San Diego | CA | San Diego County | 92121 | US | San Diego Geographic Information Source - JPA
APCD2005-PTO-976934 | Retired | 2009-07-31 | [34H] California Certified Emergency Standby Engine | Charles Rivers Laboratories Transgenic Services | Owner Manager | 10792 Roselle Street San Diego, CA | 92121 | G | EMERGENCY STANDBY ENGINE: CATERPILLAR DIESEL ENGINE, MODEL 3406, S/N 1LS01557, 519 BHP, EPA TIER 1 CERTIFIED OF ENGINE FAMILY NUMBER 1CPXL14.6MRJ, EQUIPPED WITH TURBOCHARGER, AFTERCOOLER, DRIVING A 350 KW GENERATOR. | 1 | 0 | 0 | 0 | 1 | Diesel | 350 | 519 | 350 | [5 empty] | 0 | 0 | 32.9008 | -117.2242 | 1 | range_interpolation | 10792 | Roselle St |  |  | San Diego | CA | San Diego County | 92121 | US | TIGER/LineÂ® dataset from the US Census Bureau
APCD2005-PTO-976975 | Retired | 2009-07-31 | [34C] Emergency Standby Engine | BERGELECTRIC CORP |  | 650 OPPER ST ESCONDIDO, CA | 92029 | D | EMERGENCY STANDBY ENGINE: JOHN DEERE DIESEL ENGINE, MODEL 4045TF150, S/N T04045T884729, RATED AT 100 BHP, EPA TIER 1 CERTIFIED OF ENGINE FAMILY NUMBER YJDXL06.8014, EQUIPPED WITH TURBOCHARGER, DRIVING A 60 KW GENERATOR (976975-CCN-8/02) 17CCR93115SJE11/05 | 1 | 0 | 0 | 0 | 1 | Diesel | 60 | 100 | 60 | [5 empty] | 0 | 0 | 33.1296 | -117.1258 | 1 | rooftop | 650 | Opper St |  |  | Escondido | CA | San Diego County | 92029 | US | San Diego Geographic Information Source - JPA
APCD2005-PTO-977011 | Retired | 2009-07-31 | [34H] California Certified Emergency Standby Engine | El Cajon Police Department | Facility Manager | 100 Civic Center Way El Cajon, CA | 92020 | L | EMERGENCY STANDBY ENGINE: JOHN DEERE DIESEL ENGINE, MODEL 4045TF150, S/N TO6065T891570, 100 BHP, EPA TIER 1 CERTIFIED OF ENGINE FAMILY NUMBER YJDXL06.8014, EQUIPPED WITH TURBOCHARGER, DRIVING A 50 KW GENERATOR. (977011-CCN-11/01)17CCR93115SJE12/05 | 1 | 0 | 0 | 0 | 1 | Diesel | 50 | 100 | 50 | [5 empty] | 0 | 0 | 32.7966 | -116.9616 | 1 | rooftop | 100 | Civic Center Way |  |  | El Cajon | CA | San Diego County | 92020 | US | San Diego Geographic Information Source - JPA
APCD2005-PTO-977049 | Retired | 2009-07-31 15:53 | [34C] Emergency Standby Engine | San Diego City of Metro Wastewater Dept | General Manager | 15706 Camino Crisalida San Diego, CA | 92127 | F | EMERGENCY STANDBY ENGINE: JOHN DEERE DIESEL ENGINE, MODEL 6081TF001, S/N RG6081T127059, 190 BHP, EPA TIER CERTIFIED OF ENGINE FAMILY NUMBER 1JDXL08.1009, EQUIPPED WITH TURBOCHARGER, DRIVING A 125 KW GENERATOR.(977049-CCN-2/02) 17CCR93115 SJE10/05 | 1 | 0 | 0 | 0 | 1 | Diesel | 125 | 190 | 125 | [5 empty] | 0 | 0 | 32.9995 | -117.0986 | 1 | rooftop | 15706 | Camino Crisalida |  |  | San Diego | CA | San Diego County | 92127 | US | San Diego Geographic Information Source - JPA
APCD2005-PTO-977056 | Retired | 2009-07-31 | [34C] Emergency Standby Engine | SD City of Metro Wastewater Dept | Rupic Branko | 4998 Ocean Blvd San Diego, CA | 92109 | I | EMERGENCY STANDBY ENGINE: JOHN DEERE DIESEL ENGINE, MODEL 6081TF001, S/N RG6081T118125, 190 BHP, EPA TIER 1 CERTIFIED OF ENGINE FAMILY NUMBER 1JDXL08.1009, EQUIPPED WITH TURBOCHARGER, DRIVING A 125 KW GENERATOR.(977056-CCN-2/02) 17CCR93115 SJE10/05 | 1 | 0 | 0 | 0 | 1 | Diesel | 125 | 190 | 125 | [5 empty] | 0 | 0 | 32.8044 | -117.2608 | 1 | range_interpolation | 4998 | Ocean Blvd |  |  | San Diego | CA | San Diego County | 92109 | US | TIGER/LineÂ® dataset from the US Census Bureau
APCD2005-PTO-977058 | Retired | 2009-07-31 | [34C] Emergency Standby Engine | San Diego City of Metro Wastewater Dept | Rupic Branko | 12602 Stone Canyon Rd San Diego, CA | 92127 | F | EMERGENCY STANDBY ENGINE: JOHN DEERE DIESEL ENGINE, MODEL 6081TF001, S/N RG6081T127073, 190 BHP, EPA TIER CERTIFIED OF ENGINE FAMILY NUMBER 1JDXL08.1009, EQUIPPED WITH TURBOCHARGER, DRIVING A 125 KW GENERATOR.(977058-CCN-2/02) 17CCR93115 SJE10/05 | 1 | 0 | 0 | 0 | 1 | Diesel | 125 | 190 | 125 | [5 empty] | 0 | 0 | 33.0042 | -117.0578 | 0.9 | range_interpolation | 12602 | Stone Canyon Rd |  |  | Poway | CA | San Diego County | 92064 | US | TIGER/LineÂ® dataset from the US Census Bureau
APCD2005-PTO-977080 | Retired | 2009-07-31 | [34H] California Certified Emergency Standby Engine | Sony Computer Entertainment America | General Manager | 10075 Barnes Canyon Rd San Diego, CA | 92121 | G | EMERGENCY STANDBY ENGINE: JOHN DEERE DIESEL ENGINE, MODEL 6081AF001, S/N: RG6081A139571, 347 BHP, EPA TIER 1 CERTIFIED OF ENGINE FAMILY NUMBER 1JDXL08.1008, EQUIPPED WITH TURBOCHARGER, DRIVING A 200 KW GENERATOR. (977080-CCN-3/02) 17 CCR 93115 SJE 11/05 | 1 | 0 | 0 | 0 | 1 | Diesel | 200 | 347 | 200 | [5 empty] | 0 | 0 | 32.8973 | -117.2011 | 1 | rooftop | 10075 | Barnes Canyon Rd |  |  | San Diego | CA | San Diego County | 92121 | US | San Diego Geographic Information Source - JPA
APCD2005-PTO-977089 | Retired | 2009-07-31 | [34C] Emergency Standby Engine | Winners Only Inc | Wen Lee | 1365 Park Center Dr Vista, CA | 92081 | B | EMERGENCY STANDBY ENGINE: JOHN DEERE DIESEL ENGINE, MODEL 4045DF150, S/N PE4045D129101, 80 BHP, EPA TIER 1 CERTIFIED OF ENGINE FAMILY NUMBER 1JDXL06.8016, DRIVING A 185 CFM AIR COMPRESSOR. (977089-CCN-1/02)17CCR93115SJE11/05 | 1 | 0 | 0 | 0 | 1 | Diesel |  | 80 | 59.656 | [5 empty] | 0 | 0 | 33.139 | -117.2407 | 1 | range_interpolation | 1365 | Park Center Dr |  |  | Vista | CA | San Diego County | 92081 | US | TIGER/LineÂ® dataset from the US Census Bureau
APCD2005-PTO-977222 | Retired | 2009-07-31 | [34H] California Certified Emergency Standby Engine | Station Venture Operations LP KNSD | Chief Engineer | 225 Broadway San Diego, CA | 92101 | N | EMERGENCY STANDBY ENGINE: CATERPILLAR DIESEL ENGINE, MODEL 3406C, S/N ILS01682, RATED AT 519 BHP, MODEL YEAR 2001, EPA TIER 1 CERTIFIED OF ENGINE FAMILY NUMBER 1CPXL14.6MRJ, TURBOCHARGED, AFTERCOOLED, DRIVING A 350 KW GENERATOR. (977222-CCN-6/05) | 1 | 0 | 0 | 0 | 1 | Diesel | 350 | 519 | 350 | [5 empty] | 0 | 0 | 32.715 | -117.1624 | 1 | rooftop | 225 | Broadway |  |  | San Diego | CA | San Diego County | 92101 | US | San Diego Geographic Information Source - JPA
APCD2005-PTO-977272 | Retired | 2009-07-31 | [34H] California Certified Emergency Standby Engine | Rohr Inc, a UTC Aerospace Systems Company | Rick Sordia | 850 Lagoon Dr Chula Vista, CA | 91910 | Q | INTERNAL COMBUSTION ENGINE. MAKE: DETROIT DIESEL. MODEL: 600DS-4. SERIAL NO: 5352001656 BHP RATING: 910 HP. DIESEL FUELED. EQUIPPED WITH A TURBOCHARGER AND AN AFTERCOOLER. DRIVES A 600 KW ELECTRIC GENERATOR. 17 CCR 93 115 SJE 10/05 | 1 | 0 | 0 | 0 | 1 | Diesel | 600 | 656 | 600 | [5 empty] | 0 | 0 | 32.6356 | -117.0997 | 1 | range_interpolation | 850 | Lagoon Dr |  |  | Chula Vista | CA | San Diego County | 91910 | US | TIGER/LineÂ® dataset from the US Census Bureau
APCD2005-PTO-977278 | Retired | 2009-07-31 09:29 | [34C] Emergency Standby Engine | USMC MCAS Miramar | Michael Murukis | USMC Miramar San Diego, CA | 92145 | H | ONE (1) EMERGENCY STANDBY ENGINE: CUMMINS DIESEL ENGINE, MODEL 4B3.9-G2, 68 HP, DRIVING A 51 KW GENERATOR/750 GPM PUMP 977278 EAD 5/1/0217 CCR 93115 SJE 12/05 (ATCM DATA: S/N: 45960445) | 1 | 0 | 0 | 0 | 1 | Diesel | 51 | 68 | 51 | [5 empty] | 0 | 0 | 32.8795 | -117.1612 | 1 | street_center |  | Miramar Rd |  |  | San Diego | CA | San Diego County | 92121 | US | TIGER/LineÂ® dataset from the US Census Bureau
APCD2005-PTO-977314 | Retired | 2009-07-31 | [34H] California Certified Emergency Standby Engine | USMC Base Public Utilities U09 | Air Quality Section | Building 330604 Camp Pendleton, CA | 92055 | A | EMERGENCY STAND BY ENGINE. DIESEL FUELED. MAKE: JOHN DEERE. MODEL: 4045DF150. SERIAL NO.: T04045D871634. BHP RATING: 71 HP. NATURALLY ASPIRATED. DRIVES A 30 KW GENERATOR. LOCATION: BUILDING 330604 CAMP PENDLETON. 17 CCR 93 115 SJE 12/05 | 1 | 0 | 0 | 0 | 1 | Diesel | 30 | 34 | 30 | [5 empty] | 0 | 0 | 33.3877 | -117.4448 | 0.5 | place |  |  |  |  | Camp Pendleton | CA | San Diego County | 92055 | US | TIGER/LineÂ® dataset from the US Census Bureau
APCD2005-PTO-977342 | Retired | 2009-07-31 | [34W] Registered Engine (Rule 12) | Defense Commissary Agency | General Manager | 1500 13th St Bldg 1264 NOLF Imperial Beach, CA | 91932 | O | DIESEL EMERGENCY ELECTRICAL GENERATOR, MAKE: DMT, MODEL 150H. S/N 4019199 HP RATING 144.91. YEAR OF MANUFACTURE: 1985. 17CCR93115SJE11/05 | 1 | 0 | 0 | 0 | 1 | Diesel |  | 144.91 | 108.0594 | [5 empty] | 0 | 0 | 32.5694 | -117.1053 | 0.9 | nearest_rooftop_match | 1497 | 13th St | Bldg | 1264 | Imperial Beach | CA | San Diego County | 91932 | US | San Diego Geographic Information Source - JPA
APCD2005-PTO-977369 | Retired | 2009-07-31 | [34W] Registered Engine (Rule 12) | Rainbow Municipal Water District | Jeff Stacy | 30516 Old River Rd Bonsall, CA | 92003 | A | EMERGENCY ENGINE: MFR: GENERAL MOTORS, DISPLACEMENT: 7.4 LITER, CONFIGURATION: V-8, FUEL: PROPANE, HP RATING= 160 FOR A 100 KW GENERATOR (MFR:GENERAC, MODEL: 91A01443-S, SERIAL: 995543) SEWAGE LIFT STATION #2. | 0 | 0 | 0 | 1 | 1 | Propane | 100 | 160 | 100 | [5 empty] | 0 | 0 | 33.268 | -117.2341 | 1 | rooftop | 30516 | Old River Rd |  |  | Bonsall | CA | San Diego County | 92003 | US | San Diego Geographic Information Source - JPA
APCD2005-PTO-977399 | Retired | 2009-07-31 | [34C] Emergency Standby Engine | Iris Molecular Diagnostics | Tom Adams Jr | 1891 Rutherford Rd Carlsbad, CA | 92008 | C | EMERGENCY STANDBY ENGINE. DIESEL FUELED. MAKE: DETROIT DIESEL SPECTRUM.MODEL: 6063HK35 (GEN). SERIAL NO. 06R0665610. BHP RATING: 635 HP.EQUIPPED WITH A TURBOCHARGER. DRIVES A 405 KW GENERATOR.JFTMOD1OCT0203 17CCR93115 SJE10/05 | 1 | 0 | 0 | 0 | 1 | Diesel | 405 | 635 | 405 | [5 empty] | 0 | 0 | 33.1362 | -117.2842 | 1 | rooftop | 1891 | Rutherford Rd |  |  | Carlsbad | CA | San Diego County | 92008 | US | San Diego Geographic Information Source - JPA
APCD2005-PTO-977524 | Retired | 2009-07-31 | [34C] Emergency Standby Engine | Hazard Construction Co | Risk Manager | 6485 Mar Industry Pl San Diego, CA | 92121 | G | EMERGENCY STANDBY ENGINE: PERKINS MODEL 1306E87TA 300, S/N 31005/010, 325 HP, DIESEL FIRED, TURBOCHARGED, AFTERCOOLED, DRIVES 200 KW GENERATOR, MANUFACTURED IN 2001, EPA CERTIFICATION NO. NVXNRCI0003. 977524 AFS18 JUL2002 17CCR9311 5SJE11/05 | 1 | 0 | 0 | 0 | 1 | Diesel | 200 | 325 | 200 | [5 empty] | 0 | 0 | 32.8812 | -117.1769 | 1 | range_interpolation | 6485 | Marindustry Pl |  |  | San Diego | CA | San Diego County | 92121 | US | TIGER/LineÂ® dataset from the US Census Bureau
APCD2005-PTO-977654 | Retired | 2009-07-31 | [34C] Emergency Standby Engine | Verizon Wireless | Facility Manager | 6770 Aviation Dr San Diego, CA | 92114 | N | INTERNAL COMBUSTION ENGINE. MAKE: JOHN DEERE. MODEL: 6068TF150. SERIAL NO. T06068T892799. BHP RATING: 150 BHP. DIESEL FUELED. EQUIPPED WITH A TURBOCHARGER. DRIVES AN ELECTRICAL EMERGENCY GENERATOR RATED AT 80 KW. JFTNEWOCT090317CCR93115SJE10/05 | 1 | 0 | 0 | 0 | 1 | Diesel | 80 | 99 | 80 | [5 empty] | 0 | 0 | 32.7045 | -117.0522 | 1 | range_interpolation | 6770 | Aviation Dr |  |  | San Diego | CA | San Diego County | 92114 | US | TIGER/LineÂ® dataset from the US Census Bureau
APCD2005-PTO-977727 | Retired | 2009-07-31 | [34C] Emergency Standby Engine | Federal Aviation Administration | Winston Sloan | 4302 Ponderosa Ave San Diego, CA | 92123 | J | ONE (1) EMERGENCY STANDBY ENGINE-GENERATOR SET: 300 BHP JOHN DEERE DIESEL FIRED ENGINE WITH A TURBOCHARGER, AFTERCOOLER, AND FOUR (4) DEGREES TIMING RETARD, DRIVING A 200 KW KOHLER GENERATOR, MODEL 200ROZJ. EPA CERTICIATION NO. JDX-NR7-01-04.977727 EAD 5/22/03 17CCR93115 SJE11/05 (ATCM: MODEL 6081AF001, S/N RG6081A139915) | 1 | 0 | 0 | 0 | 1 | Diesel | 200 | 300 | 200 | [5 empty] | 0 | 0 | 32.8146 | -117.1412 | 1 | rooftop | 4302 | Ponderosa Ave |  |  | San Diego | CA | San Diego County | 92123 | US | San Diego Geographic Information Source - JPA
APCD2005-PTO-977772 | Retired | 2009-07-31 08:38 | [34C] Emergency Standby Engine | USMC MCAS Miramar | General Manager | USMC Miramar San Diego, CA | 92145 | H | INTERNAL COMBUSTION ENGINE. MAKE: PERKINS. MODEL: 1004G. SERIAL NO.; AA35070-U972806G. YEAR OF MANUFACTURE: 2000. DIESEL FUELED. BHO RATING:73 HP. DRIVES AN ELECTRICAL EMERGENCY GENERATOR RATED AT 58 KW.JFTNEWSEP120317 CCR 93115 SJE 12/05 | 1 | 0 | 0 | 0 | 1 | Diesel | 58 | 73 | 58 | [5 empty] | 0 | 0 | 32.8795 | -117.1612 | 1 | street_center |  | Miramar Rd |  |  | San Diego | CA | San Diego County | 92121 | US | TIGER/LineÂ® dataset from the US Census Bureau
APCD2005-PTO-977788 | Retired | 2009-07-31 13:46 | [34W] Registered Engine (Rule 12) | USD | General Manager | 5998 Alcala Park San Diego, CA | 92110 | I | EMERGENCY STANDBY GENERATOR: ALLIS-CHALMERS MODEL 3500A, S/N 3D-666887, DIESEL FIRED, 70 HP, TURBOCHARGED, INSTALLED DECEMBER, 1997, DOCUMENTATION VERIFYING DATE OF INSTALLATION. PROVIDES EMERGENCY POWER FOR A PARKING STRUCTURE. 977788 AFS 08APR2002 17CCR93115 SJE10/05 | 1 | 0 | 0 | 0 | 1 | Diesel |  | 70 | 52.199 | [5 empty] | 0 | 0 | 32.7705 | -117.1896 | 1 | range_interpolation | 5998 | Alcala Park |  |  | San Diego | CA | San Diego County | 92110 | US | TIGER/LineÂ® dataset from the US Census Bureau
APCD2005-PTO-977818 | Retired | 2009-07-31 | [34C] Emergency Standby Engine | USMC Base Public Utilities U14 | Air Quality Section | Building 510849 Camp Pendleton, CA | 92055 | A | EMERGENCY STANDBY ENGINE. DIESEL FUELED. MAKE: JOHN DEERE. MODEL: 4045DF150 SERIAL NO.: TO4045D900096, BHP RATING: 71 HP. DRIVES A 30 KW GENERATOR. PROVIDES BACK UP POWER TO SEWER PUMP STATION LOCATED AT BLDG 51849 17 CCR 93 115 SJE 12/05 | 1 | 0 | 0 | 0 | 1 | Diesel | 30 | 96 | 30 | [5 empty] | 0 | 0 | 33.3877 | -117.4448 | 0.5 | place |  |  |  |  | Camp Pendleton | CA | San Diego County | 92055 | US | TIGER/LineÂ® dataset from the US Census Bureau
APCD2005-PTO-977822 | Retired | 2009-07-31 | [34W] Registered Engine (Rule 12) | USMC MCAS Miramar | Michael Murukis | USMC Miramar San Diego, CA | 92145 | H | EMERGENCY STANDBY ENGINE: DEUTZ MODEL BF10L513, S/N: 9108728, 326 HP, DIESEL FUEL, TURBOCHARGER, LEAN BURN. 977822 AFS 18 APR 2002 17 CCR 93115 SJE 12/05 | 1 | 0 | 0 | 0 | 1 | Diesel |  | 326 | 243.0982 | [5 empty] | 0 | 0 | 32.8795 | -117.1612 | 1 | street_center |  | Miramar Rd |  |  | San Diego | CA | San Diego County | 92121 | US | TIGER/LineÂ® dataset from the US Census Bureau
APCD2005-PTO-977823 | Retired | 2009-07-31 | [34W] Registered Engine (Rule 12) | USMC MCAS Miramar | Michael Murukis | USMC Miramar San Diego, CA | 92145 | H | EMERGENCY STANDBY ENGINE: DEUTZ MODEL BF6L413FR, S/N: 6930700, 224 HP, TURBOCHARGER, DIESEL FUEL. 977823 AFS 18 APR 2002 17 CCR 93115 SJE 12/05 | 1 | 0 | 0 | 0 | 1 | Diesel |  | 224 | 167.0368 | [5 empty] | 0 | 0 | 32.8795 | -117.1612 | 1 | street_center |  | Miramar Rd |  |  | San Diego | CA | San Diego County | 92121 | US | TIGER/LineÂ® dataset from the US Census Bureau
APCD2005-PTO-977824 | Retired | 2009-07-31 | [34W] Registered Engine (Rule 12) | USMC MCAS Miramar | Michael Murukis | USMC Miramar San Diego, CA | 92145 | H | EMERGENCY STANDBY ENGINE: DEUTZ MODEL BF6L913, S/N: 6897847, 118 HP,DIESEL FUEL, TURBOCHARGER, LEAN BURN. 977824 AFS 18 APR 2002 17 CCR 93115 SJE 12/05 | 1 | 0 | 0 | 0 | 1 | Diesel |  | 118 | 87.9926 | [5 empty] | 0 | 0 | 32.8795 | -117.1612 | 1 | street_center |  | Miramar Rd |  |  | San Diego | CA | San Diego County | 92121 | US | TIGER/LineÂ® dataset from the US Census Bureau
APCD2005-PTO-977825 | Retired | 2009-07-31 | [34W] Registered Engine (Rule 12) | USMC MCAS Miramar | Michael Murukis | USMC Miramar San Diego, CA | 92145 | H | EMERGENCY STANDBY ENGINE: DEUTZ MODEL BF6L913, S/N: 6897848, 118 HP, DIESEL FUEL, TURBOCHARGER, LEAN BURN. 977825 AFS 22 APR 2002 17 CCR 93115 SJE 12/05 | 1 | 0 | 0 | 0 | 1 | Diesel |  | 118 | 87.9926 | [5 empty] | 0 | 0 | 32.8795 | -117.1612 | 1 | street_center |  | Miramar Rd |  |  | San Diego | CA | San Diego County | 92121 | US | TIGER/LineÂ® dataset from the US Census Bureau
APCD2005-PTO-977826 | Retired | 2009-07-31 | [34W] Registered Engine (Rule 12) | USMC MCAS Miramar | Michael Murukis | USMC Miramar San Diego, CA | 92145 | H | EMERGENCY STANDYBY ENGINE: DEUTZ MODEL BF6L513R, S/N: 8049629, 197 HP, DIESEL FUEL, TURBOCHARGER, LEAN BURN. 977826 AFS 22 APR 2002 17 CCR 93115 SJE 12/05 | 1 | 0 | 0 | 0 | 1 | Diesel |  | 197 | 146.9029 | [5 empty] | 0 | 0 | 32.8795 | -117.1612 | 1 | street_center |  | Miramar Rd |  |  | San Diego | CA | San Diego County | 92121 | US | TIGER/LineÂ® dataset from the US Census Bureau
APCD2005-PTO-978269 | Retired | 2009-07-31 | [34H] California Certified Emergency Standby Engine | SD Co Regional Airport Authority | Environmental Affairs Dept | 3225 N Harbor Dr San Diego, CA | 92101 | N | EMERGENCY ENGINE: JOHN DEERE, MODEL 3029TF150, 64 BHP, DIESEL FIRED, TURBO CHARGED, S/N PE3029T217167, EPA Family Number 2JDXL02.9018, DRIVING A 48-KW ELECTRIC GENERATOR. (978269 ALC 03/03)(980419 ALC 06/05) | 1 | 0 | 0 | 0 | 1 | Diesel | 48 | 64 | 48 | [5 empty] | 0 | 0 | 32.7293 | -117.1909 | 1 | range_interpolation | 3225 | N Harbor Dr |  |  | San Diego | CA | San Diego County | 92101 | US | TIGER/LineÂ® dataset from the US Census Bureau
APCD2005-PTO-978565 | Retired | 2009-07-31 | [34H] California Certified Emergency Standby Engine | SD City Of Qualcomm Stadium | Facility Manager | 9449 Friars Rd San Diego, CA | 92108 | M | EMERGENCY STANDBY ENGINE: JOHN DEERE DIESEL ENGINE, MODEL 3029TF150, S/N PE3029T210266, RATED AT 64 BHP, EPA TIER 1 CERTIFIED OF ENGINE FAMILY NUMBER 2JDXL02.9018, EQUIPPED WITH TURBOCHARGER, DRIVING A 40 KW GENERATOR. (978565-CCN-10/02) 17CCR93115 (SJE Nov 2005) | 1 | 0 | 0 | 0 | 1 | Diesel | 40 | 64 | 40 | [5 empty] | 0 | 0 | 32.7816 | -117.1203 | 1 | rooftop | 9449 | Friars Rd |  |  | San Diego | CA | San Diego County | 92108 | US | San Diego Geographic Information Source - JPA
APCD2005-PTO-978723 | Retired | 2009-07-31 | [34C] Emergency Standby Engine | Verizon Wireless | General Manager | 11484 Weatherhill WY San Diego, CA | 92131 | F | INTERNAL COMBUSTION ENGINE. MAKE: JOHN DEERE. MODEL: 4045D F150. SERIAL NO PE4045D192199. BHP RATING: 71 HP. DIESEL FUELED. DRIVES AN ELECTRICAL EMERGENCY GENERATOR RATED AT 40 KW. JFT NEW OC 0903 17CCR93115 SJE 10/05 | 1 | 0 | 0 | 0 | 1 | Diesel | 40 | 99 | 40 | [5 empty] | 0 | 0 | 32.9272 | -117.1001 | 1 | range_interpolation | 11484 | Weatherhill Way |  |  | San Diego | CA | San Diego County | 92131 | US | TIGER/LineÂ® dataset from the US Census Bureau
APCD2005-PTO-978726 | Retired | 2009-07-31 08:47 | [34C] Emergency Standby Engine | Verizon Wireless | Project Manager | 75 Naples St Chula Vista, CA | 91911 | R | INTERNAL COMBUSTION ENGINE. MAKE: JOHN DEERE. MODEL: 4045DF150. SERIAL NO. PE4045D191949. BHP RATING: 71 HP. DIESEL FUELED. DRIVES AN ELECTRICAL EMERGENCY GENERATOR RATED AT 40 KW. [JFT NEW APR0104 17CCR93115 SJE10/05] | 1 | 0 | 0 | 0 | 1 | Diesel | 40 | 49 | 40 | [5 empty] | 0 | 0 | 32.6168 | -117.0592 | 1 | rooftop | 75 | Naples St |  |  | Chula Vista | CA | San Diego County | 91911 | US | San Diego Geographic Information Source - JPA
APCD2005-PTO-978807 | Retired | 2009-07-31 | [34H] California Certified Emergency Standby Engine | Pacific Bell | Environmental Manager | 6350 Sequence Dr San Diego, CA | 92121 | G | EMERGENCY STANDBY ENGINE: PERKINS DIESEL ENGINE, MODEL 1006-6TA, S/N NPSNTS00867, RATED AT 212 BHP, EPA CERTIFIED OF ENGINE FAMILY NUMBER 2PKXL05.9YK1, TURBOCHARGED, AFTERCOOLED, DRIVING A 125 KW GENERATOR. (978807-CCN-9/03)17CCR93115SJE12/05 | 1 | 0 | 0 | 0 | 1 | Diesel | 125 | 212 | 125 | [5 empty] | 0 | 0 | 32.9083 | -117.1861 | 1 | rooftop | 6350 | Sequence Dr |  |  | San Diego | CA | San Diego County | 92121 | US | San Diego Geographic Information Source - JPA
APCD2005-PTO-978852 | Retired | 2009-07-31 11:32 | [34W] Registered Engine (Rule 12) | Encinitas City Of | Facility Manager | 1867 Mackinnon Av Cardiff, CA | 92007 | E | EMERGENCY ENGINE: KOHLER GENERATOR, MODEL 4039DF, DIESEL FIRED, 65 BHP, S/N CD4039D222868.(978852 ALC 01/03) 17CCR93115SJE10/05 | 1 | 0 | 0 | 0 | 1 | Diesel |  | 65 | 48.4705 | [5 empty] | 0 | 0 | 0 | 0 | 0
APCD2005-PTO-978854 | Retired | 2009-07-31 11:38 | [34W] Registered Engine (Rule 12) | Encinitas City Of | Facility Manager | 505 Vulcan Av S Encinitas, CA | 92024 | E | EMERGENCY ENGINE: ONAN GENERATOR, MODEL 100DGDB, DIESEL FIRED, 166 BHP,S/N G920475803.(978854 ALC 01/03) 17CCR93115 SJE10/05 | 1 | 0 | 0 | 0 | 1 | Diesel |  | 166 | 123.7862 | [5 empty] | 0 | 0 | 33.0454 | -117.2915 | 0.9 | rooftop | 505 | S Vulcan Ave |  |  | Encinitas | CA | San Diego County | 92024 | US | San Diego Geographic Information Source - JPA
APCD2005-PTO-978892 | Retired | 2009-07-31 | [34W] Registered Engine (Rule 12) | North County Dispatch JPA | General Manager | 16936 El Fuego Rancho Santa Fe, CA | 92067 | E | EMERGENCY STANDBY ENGINE: JOHN DEERE DIESEL ENGINE, MODEL 6059TF001, S/N T06059T367101, RATED AT 150 BHP, DRIVING A GENERATOR. (978892-CCN-1/03) 17CCR93115SJE11/05 | 1 | 0 | 0 | 0 | 1 | Diesel |  | 150 | 111.855 | [5 empty] | 0 | 0 | 33.0199 | -117.2073 | 1 | rooftop | 16936 | El Fuego |  |  | Rancho Santa Fe | CA | San Diego County | 92067 | US | San Diego Geographic Information Source - JPA
APCD2005-PTO-979202 | Retired | 2009-07-31 15:36 | [34C] Emergency Standby Engine | USMC Base Public Utilities U39 | Air Quality Section | CAMP PENDLETON CAMP PENDLETON, CA | 92055 | A | EMERGENCY STANDBY ENGINE: JOHN DEERE DIESEL ENGINE, MODEL: 4045DF150, S/N TO4045D897771, RATED AT 71 BHP, EPA CERTIFIED OF ENGINE FAMILY NUMBER: 1JDXL06.8016, DRIVING A 20 KW GENERATOR. (FOR SEWAGE PUMP STATION BLDG. 310406). (979202-CCN-5/03) 17 CCR 93 115 SJE 12/05 | 1 | 0 | 0 | 0 | 1 | Diesel | 20 | 71 | 20 | [5 empty] | 0 | 0 | 33.3877 | -117.4448 | 1 | place |  |  |  |  | Camp Pendleton | CA | San Diego County | 92055 | US | TIGER/LineÂ® dataset from the US Census Bureau
APCD2005-PTO-979414 | Retired | 2009-07-31 | [34C] Emergency Standby Engine | FRYS ELECTRONICS | SCOTT MORRIS | 150 BENT AV SAN MARCOS, CA | 92078 | E | INTERNAL COMBUSTION ENGINE. MAKE: DETROIT DIESEL. MODEL: R11637K35. SERIAL NO 968930. BHP RATING: 1200. DIESEL FUELED. EQUIPPED WITH TURBOCHARGER AND AFTERCOOLER. DRIVES AN ELECTRICAL EMERGENCY GENERATOR RATED AT 810 KW. JFT NEW JUN 08 04 17 CCR 93115 SJE 11/05 | 1 | 0 | 0 | 0 | 1 | Diesel | 810 | 30 | 810 | [5 empty] | 0 | 0 | 33.1387 | -117.1835 | 1 | rooftop | 150 | Bent Ave |  |  | San Marcos | CA | San Diego County | 92078 | US | San Diego Geographic Information Source - JPA
APCD2005-PTO-979429 | Retired | 2009-07-31 | [34H] California Certified Emergency Standby Engine | ARE-North Torrey Pines LLC | Jon Haigis | 10933 N Torrey Pines Road La Jolla, CA | 92037 | I | EMERGENCY DIESEL ENGINE: MAKE:JOHN DEERE, MODEL: 6068HF150. SERIAL NO. PE6068H151815, RATED AT 215 BHP, MODEL YEAR 2002, TIER 1 CERTIFIED OF ENGINE FAMILY NUMBER 2JDXL06.8012, DRIVING A 160 KW. GENERATOR. JFTNEW AUG 0404 17CCR 93115 SJE 11/05 | 1 | 0 | 0 | 0 | 1 | Diesel | 160 | 215 | 160 | 2021-12-14 | 201.70 | 2021-12-14 | 214.10 | 12.4 | 1984 | 1.8023 | 32.9023 | -117.2426 | 1 | range_interpolation | 10933 | N Torrey Pines Rd |  |  | LA Jolla | CA | San Diego County | 92037 | US | TIGER/LineÂ® dataset from the US Census Bureau
APCD2005-PTO-979535 | Retired | 2009-07-31 | [34C] Emergency Standby Engine | SD CO DEPT OF LAGUNA RD PR3027 |  | 33947 MOUNT LAGUNA DR MOUNT LAGUNA, CA | 91948 | R | EMERGENCY STANDBY ENGINE: JOHN DEERE DIESEL ENGINE, MODEL 4045DF150, S/N T04045D887422, RATED AT 71 BHP, EPA CERTIFIED OF ENGINE FAMILY NUMBER 2JDXL06.8016, DRIVING A 30 KW GENERATOR.(979535-CCN-8/04)17CCR93115SJE10/05 | 1 | 0 | 0 | 0 | 1 | Diesel | 30 | 71 | 30 | 2021-06-02 | 756.40 | 2022-03-21 | 787.50 | 31.1 | 933 | 0.84753 | 32.8622 | -116.4182 | 1 | rooftop | 33947 | Mt Laguna Dr |  |  | Mount Laguna | CA | San Diego County | 91948 | US | San Diego Geographic Information Source - JPA
APCD2005-PTO-979782 | Retired | 2009-07-31 09:04 | [34C] Emergency Standby Engine | US Border Patrol Sector Electronics | Facility Manager | Otay Mtn Chula Vista, CA | 91911 | R | EMERGENCY ENGINE: GENERAL MOTORS, MODEL VORTEC 8.1LT V-8, 162 BHP, LPG FIRED, S/N 06543 (GENERATOR S/N 741901). (979782 ALC 04/05) | 0 | 0 | 0 | 0 | 0 | LPG |  | 162 | 120.8034 | [5 empty] | 0 | 0 | 32.7126 | -117.0583 | 0.9 | street_center |  | Otay St |  |  | San Diego | CA | San Diego County | 92114 | US | TIGER/LineÂ® dataset from the US Census Bureau
APCD2005-PTO-979783 | Retired | 2009-07-31 09:11 | [34C] Emergency Standby Engine | US Border Patrol | Facility Manager | 17421 Lyons Valley Rd Jamul, CA | 91935 | R | EMERGENCY ENGINE: GENERAL MOTORS, MODEL VORTEC 4.3LT V-6, S/N 15070, 75 BHP, LPG FIRED, GENERATOR S/N 735229. (979783 ALC 04/05) | 0 | 0 | 0 | 0 | 0 | LPG |  | 75 | 55.9275 | [5 empty] | 0 | 0 | 32.7139 | -116.7717 | 1 | range_interpolation | 17421 | Lyons Valley Rd |  |  | Jamul | CA | San Diego County | 91935 | US | TIGER/LineÂ® dataset from the US Census Bureau
APCD2005-PTO-979784 | Retired | 2009-07-31 13:57 | [34C] Emergency Standby Engine | US Border Patrol | Facility Manager | Table Top Peak Jacumba, CA | 91934 | R | EMERGENCY ENGINE: GENERAL MOTORS, MODEL VORTEC 4.3LT V-6, 75 BHP, LPG FIRED, S/N 15282 (GENERATOR S/N 738994). (979784 ALC 04/05) | 0 | 0 | 0 | 0 | 0 | LPG |  | 75 | 55.9275 | [5 empty] | 0 | 0 | 32.6176 | -116.1897 | 0.5 | place |  |  |  |  | Jacumba | CA | San Diego County | 91934 | US | TIGER/LineÂ® dataset from the US Census Bureau
APCD2005-PTO-979785 | Retired | 2009-07-31 09:21 | [34C] Emergency Standby Engine | US Border Patrol | Facility Manager | 1684 Tierra Del Sol Rd Campo, CA | 91906 | R | EMERGENCY ENGINE: GENERAL MOTORS, MODEL VORTEC 4.3LT V-6, 75 BHP, LPG FIRED, S/N 15324 (GENERATOR S/N 740269). (979785 ALC 04/05) | 0 | 0 | 0 | 0 | 0 | LPG |  | 75 | 55.9275 | [5 empty] | 0 | 0 | 32.6475 | -116.3181 | 0.9 | rooftop | 1684 | Tierra Del Sol Rd |  |  | Boulevard | CA | San Diego County | 91905 | US | San Diego Geographic Information Source - JPA
APCD2005-PTO-979786 | Retired | 2009-07-31 09:25 | [34C] Emergency Standby Engine | US Border Patrol | Facility Manager | 2150 La Posta Rd Campo, CA | 91906 | R | EMERGENCY ENGINE: GENERAL MOTORS, MODEL VORTEC 4.3LT V-6, 75 BHP, LPG FIRED, S/N 15153 (GENERATOR S/N 736995). (979786 ALC 04/05) | 0 | 0 | 0 | 0 | 0 | LPG |  | 75 | 55.9275 | [5 empty] | 0 | 0 | 32.6685 | -116.4246 | 1 | rooftop | 2150 | LA Posta Rd |  |  | Campo | CA | San Diego County | 91906 | US | San Diego Geographic Information Source - JPA
APCD2005-PTO-979817 | Retired | 2009-07-31 | [34W] Registered Engine (Rule 12) | Spectrum Pacific West LLC | EHS Department | 8949 Ware Court San Diego, CA | 92121 | G | INTERNAL COMBUSTION ENGINE. MAKE: CUMMINS. MODEL: 6BT5.9-G2. SERIAL NO.: 45435994. BHP: 166 HP. DIESEL FUELED. DRIVES AN EMERGENCY ELECTRICAL GENERATOR MAKE ONAN, MODEL 100QSDB, SERIAL NO.: K960622199. JFT NEW JUL182003 17CCR93115 SJE 10/05 | 1 | 0 | 0 | 0 | 1 | Diesel |  | 94 | 70.0958 | 2021-06-02 | 592.20 | 2022-06-24 | 598.00 | 5.8 | 406.5556 | 0.36931 | 32.8871 | -117.1681 | 1 | rooftop | 8949 | Ware Ct |  |  | San Diego | CA | San Diego County | 92121 | US | Sandoval
APCD2005-PTO-980031 | Retired | 2009-07-31 10:17 | [34W] Registered Engine (Rule 12) | Coronado Shores Condominium Assn #8 | Phil Villaflor | 1810 Avenida Del Mundo Coronado, CA | 92118 | O | EMERGENCY STANDBY ENGINE: CUMMINS DIESEL ENGINE, MODEL V-378-F2, S/N 20148296, RATED AT 136 BHP, DRIVING A FIRE PUMP. (980031-CCN-2/04) 17CCR93115SJE12/05 | 1 | 0 | 0 | 0 | 1 | Diesel |  | 136 | 101.4152 | [5 empty] | 0 | 0 | 32.6759 | -117.1725 | 1 | rooftop | 1810 | Avenida Del Mundo |  |  | Coronado | CA | San Diego County | 92118 | US | San Diego Geographic Information Source - JPA
APCD2005-PTO-980074 | Retired | 2009-07-31 | [34W] Registered Engine (Rule 12) | R E Badger Filtration Plant | Facility Manager | 18535 Aliso Canyon Rd Rancho Santa Fe, CA | 92067 | E | INTERNAL COMBUSTION ENGINE. MAKE: WAUKESHA. MODEL: F1197GU. SERIAL NO.: 174132. LPG OR PROPANE FIRED, 200 HP. DRIVES AN ELECTRICAL EMERGENCY GENERATOR RATED AT 150 KW. JFTNEWOCT3103 EAD NO APP 012405 | 0 | 0 | 0 | 1 | 1 | Propane | 150 | 200 | 150 | [5 empty] | 0 | 0 | 33.0517 | -117.174 | 1 | rooftop | 18535 | Aliso Canyon Rd |  |  | Rancho Santa Fe | CA | San Diego County | 92067 | US | San Diego Geographic Information Source - JPA
APCD2005-PTO-980194 | Retired | 2009-07-31 | [34C] Emergency Standby Engine | American Tower Red Mtn Fallbrook 4472 | Facility Manager | 3662 1/2 Mission Road Fallbrook, CA | 92028 | A | INTERNAL COMBUSTION ENGINE: MFR: CATERPILLAR, MODEL: 3208TA, SERIAL NUMBER: 5YF02201, YEAR OF MANUFACTURE: 1995, BHP RATING: 230 HP, DIESEL FUELED EQUIPPED WITH TURBOCHARGER AND AFTERCOOLER. DRIVES AN ELECTRICAL EMERGENCY GENERATOR RATED AT 150 KW. JFTNEWAPR2205 17CCR93115 SJE11/05 | 1 | 0 | 0 | 0 | 1 | Diesel | 150 | 95 | 150 | [5 empty] | 0 | 0 | 33.3259 | -117.2353 | 0.8 | nearest_rooftop_match | 3660 | E Mission Rd |  |  | Fallbrook | CA | San Diego County | 92028 | US | San Diego Geographic Information Source - JPA
APCD2005-PTO-980218 | Retired | 2009-07-31 | [34H] California Certified Emergency Standby Engine | City of San Marcos | Jack Griffin | 555 Grand Ave San Marcos, CA | 92078 | E | EMERGENCY ENGINE: DETROIT DIESEL, MODEL 6063HK35 550BHP, DIESEL FIRED, TURBOCHARGED, S/N: 06R741685, CARB CERTIFICATION NO. U-R-007-0081, EPA CERTIFICATION NO. DDX-NR7-03-04, DRIVING AN ELECTRIC GENERATOR. (980218 ALC 04/04) 17 CCR 93 115 SJE 11/05 | 1 | 0 | 0 | 0 | 1 | Diesel |  | 550 | 410.135 | [5 empty] | 0 | 0 | 33.1353 | -117.1759 | 1 | rooftop | 555 | Grand Ave |  |  | San Marcos | CA | San Diego County | 92078 | US | San Diego Geographic Information Source - JPA
APCD2005-PTO-980256 | Retired | 2009-07-31 | [34W] Registered Engine (Rule 12) | SD Co Of Descanso DTN CT PRO108 | General Manager | 7878 Cambell Ranch Rd Alpine, CA | 91901 | H | EMERGENCY STANDBY ENGINE: CUMMINS DIESEL ENGINE, MODEL N8SSF, S/N 18109711 RATED AT 235 BHP, DRIVING A FIRE PUMP. (980256-CCN-2/04) 17CCR93115 SJE 12/05 | 1 | 0 | 0 | 0 | 1 | Diesel |  | 235 | 175.2395 | 2022-01-01 | 269.68 | 2022-01-01 | 269.68 | 0 | 0 | 0 | 32.8106 | -116.7107 | 0.5 | place |  |  |  |  | Alpine | CA | San Diego County | 91901 | US | TIGER/LineÂ® dataset from the US Census Bureau
APCD2005-PTO-980285 | Retired | 2009-07-31 16:00 | [34C] Emergency Standby Engine | American Tower Inc | Facility Manager | 17140 Mt Woodson Rd Ramona, CA | 92065 | F | ONE EMERGENCY STANDBY ENGINE, GENERAL MOTORS ENGINE, LPG FIRED, 158 HP, MODEL 7.4L, 98AD2392-S, EQUIPPED WITH CATALYTIC CONVERTER. APPL# 980285 EFH 0905 | 0 | 0 | 0 | 0 | 0 | Unknown |  | 158 | 117.8206 | [5 empty] | 0 | 0 | 33.0097 | -116.9724 | 1 | rooftop | 17140 | Mt Woodson Rd |  |  | Ramona | CA | San Diego County | 92065 | US | San Diego Geographic Information Source - JPA
APCD2005-PTO-980286 | Retired | 2009-07-31 16:50 | [34C] Emergency Standby Engine | American Tower Inc | Facility Manager | 1510 La Plaza Dr San Marcos, CA | 92078 | E | EMERGENCY STANDBY ENGINE, FORD ENGINE, LPG FIRED, 124.4 HP MODEL LSG87560072A, S/N 12377C23H, EQUIPPED WITH A CATALYTIC CONVERTER. APPL# 980286 EFH 0905 | 0 | 0 | 0 | 0 | 0 | LPG |  | 124.4 | 92.7651 | [5 empty] | 0 | 0 | 33.1165 | -117.2053 | 1 | range_interpolation | 1510 | LA Plaza Dr |  |  | San Marcos | CA | San Diego County | 92078 | US | TIGER/LineÂ® dataset from the US Census Bureau
APCD2005-PTO-980321 | Retired | 2009-07-31 12:30 | [34W] Registered Engine (Rule 12) | American Tower Inc | Facility Manager | 17100 Mt Woodson Rd Ramona, CA | 92065 | F | EMERGENCY ENGINE GENERATOR, 166 HP CUMMINS DIESEL ENGINE, MODEL 6BT5.9-G2, S/N: 44651979, TURBOCHARGED, DRIVING A 100KW GENERATOR. APPL# 980321 EFH 11/03 17CCR93 115 SJE 11/05 | 1 | 0 | 0 | 0 | 1 | Diesel | 100 | 166 | 100 | [5 empty] | 0 | 0 | 33.003 | -116.9578 | 1 | range_interpolation | 17100 | Mt Woodson Rd |  |  | Ramona | CA | San Diego County | 92065 | US | TIGER/LineÂ® dataset from the US Census Bureau
APCD2005-PTO-980409 | Retired | 2009-07-31 | [34W] Registered Engine (Rule 12) | Del Mar City of | Doug Blackstock | 562 11th St Del Mar, CA | 92014 | E | EMERGENCY STANDBY ENGINE: JOHN DEERE DIESEL ENGINE, MODEL 4039TF001, S/N TO4039T410029, RATED AT 100 BHP, DRIVING A GENERATOR. (980409-CCN-2/04) 17CCR93115 SJE10/05 | 1 | 0 | 0 | 0 | 1 | Diesel |  | 100 | 74.57 | [5 empty] | 0 | 0 | 32.9555 | -117.2598 | 1 | rooftop | 562 | 11th St |  |  | Del Mar | CA | San Diego County | 92014 | US | San Diego Geographic Information Source - JPA
APCD2005-PTO-980410 | Retired | 2009-07-31 | [34W] Registered Engine (Rule 12) | Del Mar City of | General Manager | NE of 28th St End Del Mar, CA | 92014 | E | EMERGENCY STAND-BY ENGINE: KIRLOSKAR DIESEL ENGINE, MODEL RD-6, S/N 25.1005/824, RATED AT 70.5 BHP, DRIVING A GENERATOR. (980410-CCN-2/04) 17CCR93115 SJE11/05 | 1 | 0 | 0 | 0 | 1 | Diesel |  | 70.5 | 52.5719 | [5 empty] | 0 | 0 | 32.6612 | -117.0916 | 0.8 | street_center |  | E 28th St |  |  | National City | CA | San Diego County | 91950 | US | TIGER/LineÂ® dataset from the US Census Bureau
APCD2005-PTO-980411 | Retired | 2009-07-31 11:09 | [34W] Registered Engine (Rule 12) | Del Mar City of Public Works Dept | Eric Minicilli | 201 21st St Del Mar, CA | 92014 | E | EMERGENCY STANDBY ENGINE: ALLIS-CHAMBERS DIESEL ENGINE, MODEL 25000, S/N 25-04994 4393883, RATED AT 450 BHP, DRIVING A GENERATOR. (980411-CCN-2/04) 17CCR93115 SJE10/05 | 1 | 0 | 0 | 0 | 1 | Diesel |  | 450 | 335.565 | [5 empty] | 0 | 0 | 32.967 | -117.2668 | 1 | range_interpolation | 201 | 21st St |  |  | Del Mar | CA | San Diego County | 92014 | US | TIGER/LineÂ® dataset from the US Census Bureau
APCD2005-PTO-980438 | Retired | 2009-07-31 13:35 | [34W] Registered Engine (Rule 12) | American Tower Inc | General Manager | 675 Benet Rd Oceanside, CA | 92058 | A | EMERGENCY ENGINE: GENERAC, MODEL 76785 7.4, 158 BHP, NATURAL GAS FIRED, S/N 94A01356-S, DRIVING AN ELECTRIC GENERATOR, MODEL 94A0135-6, S/N 2012040.(980438 ALC 12/03) | 0 | 0 | 1 | 0 | 1 | Natural Gas |  | 158 | 117.8206 | [5 empty] | 0 | 0 | 33.2212 | -117.3653 | 0.9 | rooftop | 675 | Benet Hill Rd |  |  | Oceanside | CA | San Diego County | 92058 | US | San Diego Geographic Information Source - JPA
APCD2005-PTO-980665 | Retired | 2009-07-31 | [34W] Registered Engine (Rule 12) | Verizon Wireless | Melinda Hsu | 12025 Sorrento Valley Rd San Diego, CA | 92121 | G | EMERGENCY STANDYBY ENGINE: 102 BHP CUMMINS MODEL 4BT 3.9-G2, DIESEL FIRED ENGINE, S/N 45241739, DRIVING AN ONAN GENERATOR, MODEL 50.05GCA, S/N 195058-7028 EAD 980665 1/18/0517CCR93115SJE10/05 | 1 | 0 | 0 | 0 | 1 | Diesel |  | 102 | 76.0614 | [5 empty] | 0 | 0 | 32.9198 | -117.2383 | 1 | rooftop | 12025 | Sorrento Valley Rd |  |  | San Diego | CA | San Diego County | 92121 | US | San Diego Geographic Information Source - JPA
APCD2005-PTO-980709 | Retired | 2009-07-31 | [34W] Registered Engine (Rule 12) | Costco Wholesale Corp | Dennis Bock | 725 Center Dr San Marcos, CA | 92069 | B | EMERGENCY STANDBY ENGINE: ENGINE MODEL NO: T04039T425959 S/N: 4039TF00168.5 BHP DIESEL FIRED ENGINE, DRIVING A KOHLER MODEL 60ROZJ GENERATOR, S/N: L-386095. 980709 EAD 1/18/05 17 CCR 93115 SJE 11/05 | 1 | 0 | 0 | 0 | 1 | Diesel |  | 168.5 | 125.6505 | [5 empty] | 0 | 0 | 33.1357 | -117.1255 | 1 | rooftop | 725 | Center Dr |  |  | San Marcos | CA | San Diego County | 92069 | US | San Diego Geographic Information Source - JPA
APCD2005-PTO-980743 | Retired | 2009-07-31 | [34C] Emergency Standby Engine | Target Store T0304 | Bldg Svcs | 250 Broadway El Cajon, CA | 92021 | L | INTERNAL COMBUSTION ENGINE. MAKE: FORD. MODEL: ESG-6421-6005-A.. SERIAL NUMBER: 01-06-006384. BHP RATING: 57 HP. NATURAL GAS OR PROPANE FUELED. MANUFACTURE YEAR: SEPTEMBER 2001. EQUIPPED WITH AN AIR TO FUEL RATIO CONTROLLER AND CATALYTIC CONVERTER NELSON P/N 29593A. DRIVES AN ELECTRICAL EMERGENCY 35 KW GENERATOR. JFTNEWJUN0805, APCD2017-CCR-0048 | 0 | 0 | 1 | 1 | 2 | Natural Gas | 35 | 84 | 35 | [5 empty] | 0 | 0 | 32.8098 | -116.9593 | 1 | rooftop | 250 | Broadway |  |  | El Cajon | CA | San Diego County | 92021 | US | San Diego Geographic Information Source - JPA
APCD2005-PTO-980841 | Retired | 2009-07-31 10:56 | [34W] Registered Engine (Rule 12) | SD CO DEPT OF GENERAL SVCS PRO054 |  | 5201 RUFFIN RD SAN DIEGO, CA | 92123 | J | EMERGENCY ENGINE: JOHN DEERE, MODEL 130RH071, 277 BHP, DIESEL FIRED, S/N: 860292. (980841 ALC 03/04) 17 CCR 93 115 SJE 11/05 | 1 | 0 | 0 | 0 | 1 | Diesel |  | 277 | 206.5589 | [5 empty] | 0 | 0 | 32.8301 | -117.1265 | 1 | range_interpolation | 5201 | Ruffin Rd |  |  | San Diego | CA | San Diego County | 92123 | US | TIGER/LineÂ® dataset from the US Census Bureau
APCD2005-PTO-980845 | Retired | 2009-07-31 | [34W] Registered Engine (Rule 12) | Verizon Wireless | Project Manager | 120 Willow Rd San Ysidro, CA | 92173 | O | EMERGENCY ENGINE GENERATOR: 68 HP CUMMINS DIESEL ENGINE, MODEL 4B 3.9, S/N: 45251816 APPL# 980845 EFH 04/04 17CCR93115 SJE 10/05 | 1 | 0 | 0 | 0 | 1 | Diesel |  | 68 | 50.7076 | [5 empty] | 0 | 0 | 32.5515 | -117.0421 | 1 | rooftop | 120 | Willow Rd |  |  | San Ysidro | CA | San Diego County | 92173 | US | San Diego Geographic Information Source - JPA
APCD2005-PTO-980849 | Retired | 2009-07-31 | [34W] Registered Engine (Rule 12) | VERIZON WIRELESS | PROJ MGR STEPHEN MELLINGER | 757 MEDICAL CENTER CT CHULA VISTA, CA | 91911 | R | EMERGENCY ENGINE GENERATOR, 68 HP CUMMINS DIESEL ENGINE, MODEL 4B 3.9, S/N: 45257939. APPL# 980849 EFH 05/05 17 CCR 93 115 SJE 10/05 | 1 | 0 | 0 | 0 | 1 | Diesel |  | 68 | 50.7076 | [5 empty] | 0 | 0 | 32.6184 | -117.023 | 1 | rooftop | 757 | Medical Center Ct |  |  | Chula Vista | CA | San Diego County | 91911 | US | Sandoval
APCD2005-PTO-980850 | Retired | 2009-07-31 | [34W] Registered Engine (Rule 12) | Verizon Wireless | Project Manager | 700 30th Pl San Diego, CA | 92102 | S | EMERGENCY ENGINE GENERATOR, 102 HP CUMMINS DIESEL ENGINE, MODEL 4BT 3.9-G2, S/N: 45235473. APP# 980850 EFH 03/04 17CCR93115 SJE 10/05 | 1 | 0 | 0 | 0 | 1 | Diesel |  | 102 | 76.0614 | 2021-08-12 | 0.00 | 2021-08-12 | 0.00 | 0 | 0 | 0 | 32.7129 | -117.1296 | 1 | range_interpolation | 700 | 30th Pl |  |  | San Diego | CA | San Diego County | 92102 | US | TIGER/LineÂ® dataset from the US Census Bureau
APCD2005-PTO-980908 | Retired | 2009-07-31 | [34C] Emergency Standby Engine | TARGET STORE T0303 |  | 2255 EL CAMINO REAL OCEANSIDE, CA | 92054 | C | EMERGENCY STANDBY ENGINE: FORD ENGINE, FUELED WITH NATURAL GAS, MODEL ESG-6421-6005-A, S/N 01-05-005265, RATED AT 57 BHP, EQUIPPED WITH L-102 CLOSED LOOP EMISSION CONTROL SYSTEM, DRIVING A 35 KW GENERATOR. | 0 | 0 | 1 | 0 | 1 | Natural Gas | 35 | 57 | 35 | [5 empty] | 0 | 0 | 33.1843 | -117.3276 | 0.9 | range_interpolation | 2255 | S El Camino Real |  |  | Oceanside | CA | San Diego County | 92054 | US | TIGER/LineÂ® dataset from the US Census Bureau
APCD2005-PTO-980947 | Retired | 2009-07-31 | [34W] Registered Engine (Rule 12) | AT&T Mobility San Miguel 14475 | Richard Armstrong | 12193 Hwy 94 Jamul, CA | 91935 | R | BACKUP EMERGENCY ENGINE: 61 BHP CUMMINS MODEL 4B 3.9, DIESEL FIRED S/N: 44135184, DRIVING A KOHLER GENERATOR, MODEL 40R0Z281, S/N: 171531 EAD 6/1/05 17 CCR 93115 SJE 11/05 | 1 | 0 | 0 | 0 | 1 | Diesel |  | 61 | 45.4877 | 2022-05-23 | 787.80 | 2022-05-23 | 787.80 | 0 | 0 | 0 | 32.6955 | -116.9371 | 0.9 | nearest_rooftop_match | 12195 | Highway 94 |  |  | Spring Valley | CA | San Diego County | 91978 | US | San Diego Geographic Information Source - JPA
APCD2005-PTO-980958 | Retired | 2009-07-31 | [34W] Registered Engine (Rule 12) | AT&T Mobility San Onofre 14487 | Facility Manager | 5000 A Old El Camino Real Camp Pendleton, CA | 92055 | A | BACKUP EMERGENCY GENERATOR: 83.8 BHP DIESEL FIRED ENGINE, DRIVING A GENERAC GENERATOR, MODEL 64238, S/N W04DA28401 980958 EAD 6/1/05 17 CCR 93115 SJE 12/05 | 1 | 0 | 0 | 0 | 1 | Diesel |  | 838 | 624.8966 | [5 empty] | 0 | 0 | 33.3877 | -117.4448 | 0.5 | place |  |  |  |  | Camp Pendleton | CA | San Diego County | 92055 | US | TIGER/LineÂ® dataset from the US Census Bureau
APCD2005-PTO-980976 | Retired | 2009-07-31 | [34C] Emergency Standby Engine | Arena Pharmauceticals | Mark Bouchard | 6150 Nancy Ridge Dr San Diego, CA | 92121 | G | EMERGENCY STANDBY ENGINE: JOHN DEERE DIESEL ENGINE, MODEL 4045TF150, S/N TO4045T885023, MODEL YEAR 2001, RATED AT 100 BHP, TURBOCHARGED, DRIVING A67 KW GENERATOR. (980976-CCN-6/05) | 1 | 0 | 0 | 0 | 1 | Diesel | 67 | 100 | 67 | [5 empty] | 0 | 0 | 32.8903 | -117.1863 | 1 | rooftop | 6150 | Nancy Ridge Dr |  |  | San Diego | CA | San Diego County | 92121 | US | San Diego Geographic Information Source - JPA
APCD2005-PTO-981122 | Retired | 2009-07-31 | [34W] Registered Engine (Rule 12) | COUNTY OF SAN DIEGO (RCS) |  | 14579 BLACK MOUNTAIN RD SAN DIEGO, CA | 92129 | F | EMERGENCY ENGINE GENERATOR, 88.9 HP OLYMPIA ENGINE, PROPANE FIRED, MODEL 97A00429-S, S/N 2032741; GENERAC, MODEL NUMBER 7.4L, SERIAL NUMBER 76785. APPL# 981122 EFH 06/04 | 0 | 0 | 0 | 1 | 1 | Propane |  | 88.9 | 66.2927 | 2021-09-23 | 0.00 | 2021-09-23 | 0.00 | 0 | 0 | 0 | 32.9822 | -117.1308 | 1 | range_interpolation | 14579 | Black Mountain Rd |  |  | San Diego | CA | San Diego County | 92129 | US | TIGER/LineÂ® dataset from the US Census Bureau
APCD2005-PTO-981124 | Retired | 2009-07-31 | [34W] Registered Engine (Rule 12) | COUNTY OF SAN DIEGO (RCS) |  | 4515 107 OTAY MESA RD SAN YSIDRO, CA | 92173 | O | EMERGENCY ENGINE GENERATOR, 88.9 HP OLYMPIA ENGINE, PROPANE FIRED, MODEL 96A06930-S, S/N 2032384 | 0 | 0 | 0 | 1 | 1 | Propane |  | 88.9 | 66.2927 | [5 empty] | 0 | 0 | 32.5683 | -116.9994 | 0.7 | street_center |  | Otay Mesa Rd |  |  | San Ysidro | CA | San Diego County | 92173 | US | TIGER/LineÂ® dataset from the US Census Bureau
APCD2005-PTO-981127 | Retired | 2009-07-31 | [34W] Registered Engine (Rule 12) | COUNTY OF SAN DIEGO (RCS) |  | 35469 HIGHWAY 79 SUNSHINE SUMMIT, CA | 92086 | B | EMERGENCY ENGINE GENERATOR, GENERAC ENGINE 5.7L, PROPANE FIRED, S/N 83034. APPL# 981127 EFH 06/04 | 0 | 0 | 0 | 1 | 1 | Propane |  | Unknown | Unknown | [5 empty] | #VALUE! | 0 | 0 | 0 | 0
APCD2005-PTO-981128 | Retired | 2009-07-31 21:38 | [34W] Registered Engine (Rule 12) | COUNTY OF SAN DIEGO (RCS) |  | 13640 HIGHWAY 79 JULIAN, CA | 92036 | D | EMERGENCY ENGINE GENERATOR, 41.0 HP MAGNETEK ENGINE, PROPANE FIRED, MODELRSL 430, S/N BJ04B609.APPL# 981128 EFH 06/05 | 0 | 0 | 0 | 1 | 1 | Propane |  | 41 | 30.5737 | [5 empty] | 0 | 0 | 32.9594 | -116.5793 | 1 | range_interpolation | 13640 | Hwy 79 |  |  | Julian | CA | San Diego County | 92036 | US | TIGER/LineÂ® dataset from the US Census Bureau
APCD2005-PTO-981134 | Retired | 2009-07-31 12:58 | [34W] Registered Engine (Rule 12) | County Of San Diego | Facility Director | 23690 Volcan Mountain Rd Julian, CA | 92036 | D | EMERGENCY ENGINE GENERATOR, 48 HP OLYMPIAN ENGINE, PROPANE FIRED, MODEL 97A00731-S, S/N 2033072 APPL# 981134 EFH 06/05 | 0 | 0 | 0 | 1 | 1 | Propane |  | 48 | 35.7936 | [5 empty] | 0 | 0 | 33.1386 | -116.5917 | 0.69 | nearest_rooftop_match | 23801 | Volcan Rd |  |  | Julian | CA | San Diego County | 92036 | US | San Diego Geographic Information Source - JPA
APCD2005-PTO-981231 | Retired | 2009-07-31 | [34H] California Certified Emergency Standby Engine | Kilroy Realty LP | Holly Jump | 6200 Greenwich Dr San Diego, Ca | 92122 | H | EMERGENCY STANDBY ENGINE: DETROIT DIESEL ENGINE, MODEL T123-7M36, S/N5262001585, RATED AT 2000 BHP, MODEL YEAR 2004, EPA TIER 1 CERTIFIED OF ENGINE FAMILY NUMBER 4DDXL65.0GTP, TURBO CHARGED, DRIVING A 1360 KW GENERATOR. (981231-CCN-6/05) | 1 | 0 | 0 | 0 | 1 | Diesel | 360 | 2000 | 360 | [5 empty] | 0 | 0 | 32.8551 | -117.1857 | 1 | range_interpolation | 6200 | Greenwich Dr |  |  | San Diego | CA | San Diego County | 92122 | US | TIGER/LineÂ® dataset from the US Census Bureau
APCD2005-PTO-981351 | Retired | 2009-07-31 09:29 | [34H] California Certified Emergency Standby Engine | USN Weapons Station | Commanding Officer | Naval Weapons Sta Bldg #366 Fallbrook, CA | 92028 | A | EMERGENCY STANDBY ENGINE (MFR: JOHN DEERE ENGINE, 190 HP, DIESEL FIRED, MODEL: 6068HF275, S/N: PE6068H304168, CARB CERTIFICATION NUMBER 3JDXL06.8049, (TIER II), YEAR OF MANUFACTURE 2003, TURBO-CHARGED, DRIVING A 125 KW GENERATOR (MFR: KATOLIGHT, MODEL: D125FPJ4, SERIAL: LM650287 93073-1-1203). (PORTABLE FACILITY WIDE) APPL# 981351 EFH 0905 17CCR93115 SE12/05 | 1 | 0 | 0 | 0 | 1 | Diesel | 125 | 190 | 125 | [5 empty] | 0 | 0 | 33.3905 | -117.2094 | 1 | place |  |  |  |  | Fallbrook | CA | San Diego County | 92028 | US | TIGER/LineÂ® dataset from the US Census Bureau
APCD2005-PTO-981354 | Retired | 2009-07-31 | [34H] California Certified Emergency Standby Engine | Quality Circuit Assembly | Jeff Hail | 3615 Kearny Villa Rd San Diego, CA | 92123 | J | EMERGENCY ENGINE: INTERNATIONAL, MODEL GCD325, 268 BHP, DIESEL FIRED, TURBOCHARGED, S/N WS4486N1468841, CARB CERTIFICATION NO. 4NVXL0530ANF. (981354 ALC 01/05, 17CCR93115 SJE 10/05) | 1 | 0 | 0 | 0 | 1 | Diesel |  | 268 | 199.8476 | [5 empty] | 0 | 0 | 32.8077 | -117.1502 | 1 | rooftop | 3615 | Kearny Villa Rd |  |  | San Diego | CA | San Diego County | 92123 | US | San Diego Geographic Information Source - JPA
APCD2005-PTO-981527 | Retired | 2009-07-31 | [34W] Registered Engine (Rule 12) | Federal Aviation Administration | Facility Manager | Agricultural Lease West of 15 Camp Pendleton, CA | 92055 | A | INTERNAL COMBUSTION ENGINE. MAKE: HERCULES. MODEL: JXLD CCA 32274. SERIAL142468-003-008857. BHP: 52 HP. PROPANE FUELED. DRIVES AN ELECTRICAL EMERGENCY GENERATOR ON US MARINE BASE AT CAMP PENDLETON.JFTNEWJUL2704 | 0 | 0 | 0 | 1 | 1 | Propane |  | 57 | 42.5049 | [5 empty] | 0 | 0 | 33.3877 | -117.4448 | 1 | place |  |  |  |  | Camp Pendleton | CA | San Diego County | 92055 | US | TIGER/LineÂ® dataset from the US Census Bureau
APCD2005-PTO-981543 | Retired | 2009-07-31 | [34W] Registered Engine (Rule 12) | WESTFIELD SHOPPING TOWN |  | 415 PARKWAY PLAZA EL CAJON, CA | 92020 | L | KOHLER EMERGENCY ENGINE GENERATOR, MODEL 275ROZ / 4TIO, S/N 257584 APPL# 981543 EFH 09/04 425HP 17CCR93115 SJE11/05 (ATCM:CUMMINS NT855G6, S/N 11519672) | 0 | 0 | 0 | 0 | 0 | Unknown |  | 425 | 316.9225 | [5 empty] | 0 | 0 | 32.8044 | -116.9656 | 1 | rooftop | 415 | Parkway Plz |  |  | El Cajon | CA | San Diego County | 92020 | US | San Diego Geographic Information Source - JPA
APCD2005-PTO-981618 | Retired | 2009-07-31 | [34W] Registered Engine (Rule 12) | The Home Depot | Owner Manager | 1001 N El Camino Real Encinitas, CA | 92024 | E | Internal combustion engine. Make: ford. Model: LSG 8751-6005-A. Serial No.: 15-77-T-30-RA. Liquefied petroleum gas fueled. Bhp rating: 126 hp. Drives an electrical emergency generator for the store. JFT New Sep03, 2004 | 0 | 1 | 0 | 0 | 1 | LPG |  | 126 | 93.9582 | [5 empty] | 0 | 0 | 33.0664 | -117.261 | 1 | rooftop | 1001 | N El Camino Real N |  |  | Encinitas | CA | San Diego County | 92024 | US | San Diego Geographic Information Source - JPA
APCD2005-PTO-981635 | Retired | 2009-07-31 | [34H] California Certified Emergency Standby Engine | USMC Base Marine Sea Ops | Air Quality Section | Building 210561 Camp Pendleton, CA | 92055 | A | EMERGENCY STANDBY ENGINE: JOHN DEERE DIESEL ENGINE, MODEL 3029TF270, S/N: PE3029T368419, RATED AT 64 BHP, EPA CERTIFIED OF ENGINE FAMILY NUMBER 4JDXL02.9050, TURBOCHARGED, DRIVING A 20 KW GENERATOR. (981635-CCN-9/04) BLDG # 210561 117 CCR 93 115 SJE 12/05 | 1 | 0 | 0 | 0 | 1 | Diesel | 20 | 64 | 20 | [5 empty] | 0 | 0 | 33.3877 | -117.4448 | 0.5 | place |  |  |  |  | Camp Pendleton | CA | San Diego County | 92055 | US | TIGER/LineÂ® dataset from the US Census Bureau
APCD2005-PTO-981696 | Retired | 2009-07-31 | [34W] Registered Engine (Rule 12) | Sempra Energy | Environmental Operations | 10975 Technology Pl San Diego, CA | 92127 | F | EMERGENCY STANDBY ENGINE: CATERPILLAR DIESEL ENGINE, MODEL 3512, S/N 24Z00548, RATED AT 1482 BHP, DRIVING A GENERATOR. (981696-CCN-10/04) 17CCR93115 SJE 10/05 | 1 | 0 | 0 | 0 | 1 | Diesel |  | 1482 | 1105.1274 | [5 empty] | 0 | 0 | 33.0082 | -117.0937 | 1 | rooftop | 10975 | Technology Pl |  |  | San Diego | CA | San Diego County | 92127 | US | San Diego Geographic Information Source - JPA
APCD2005-PTO-981697 | Retired | 2009-07-31 | [34W] Registered Engine (Rule 12) | Sempra Energy | Environmental Operations | 10975 Technology Pl San Diego, CA | 92127 | F | EMERGENCY STANDBY ENGINE: CATERPILLAR DIESEL ENGINE, MODEL 3512, S/N 24Z00672, RATED AT 1482 BHP, DRIVING A GENERATOR. (981697-CCN-10/04) 17CCR93115 SJE 10/05 | 1 | 0 | 0 | 0 | 1 | Diesel |  | 1482 | 1105.1274 | [5 empty] | 0 | 0 | 33.0082 | -117.0937 | 1 | rooftop | 10975 | Technology Pl |  |  | San Diego | CA | San Diego County | 92127 | US | San Diego Geographic Information Source - JPA
APCD2005-PTO-981776 | Retired | 2009-07-31 | [34H] California Certified Emergency Standby Engine | MedImpact Healthcare Systems Inc | Tony Roach Aviva Hedge | 10680 Treena Street San Diego, CA | 92131 | F | Emergency standby engine: AB Volvo Penta diesel engine, Model D300 12.1A65 (S/N:24730-GA2), rated at 462 BHP, Model Year 2004, EPA Tier 2 certified of Engine Family Number 4VPXL12.1ACB, driving a 300 KW generator. Equipped with turbocharger and aftercool. | 1 | 0 | 0 | 0 | 1 | Diesel | 300 | 462 | 300 | [5 empty] | 0 | 0 | 32.912 | -117.1151 | 1 | rooftop | 10680 | Treena St |  |  | San Diego | CA | San Diego County | 92131 | US | San Diego Geographic Information Source - JPA
APCD2005-PTO-981938 | Retired | 2009-07-31 11:22 | [34W] Registered Engine (Rule 12) | Unitrin Direct Insurance Corp | Facility Manager | 2790 Business Park Dr Vista, CA | 92081 | B | EMERGENCY ENGINE: CUMMINS, MODEL NT855-G4, 375 BHP, DIESEL FIRED, TURBOCHARGED, S/N 11439819. (981938 ALC 01/05) 17CCR93115 SJE11/05 | 1 | 0 | 0 | 0 | 1 | Diesel |  | 375 | 279.6375 | [5 empty] | 0 | 0 | 33.1439 | -117.2312 | 1 | rooftop | 2790 | Business Park Dr |  |  | Vista | CA | San Diego County | 92081 | US | San Diego Geographic Information Source - JPA
APCD2005-PTO-981944 | Retired | 2009-07-31 14:26 | [34W] Registered Engine (Rule 12) | SD Co of Gen Svcs PR4110 | Facility Manager | 21077 Lyons Valley Rd Alpine, CA | 91901 | H | EMERGENCY ENGINE GENERATOR, 166 HP CUMMINS DIESEL ENGINE, MODEL 6BT5.9 S/N 44304149, APPL# 981944 EFH 07/05 | 1 | 0 | 0 | 0 | 1 | Diesel |  | 166 | 123.7862 | [5 empty] | 0 | 0 | 32.7198 | -116.6805 | 1 | rooftop | 21077 | Lyons Valley Rd |  |  | Alpine | CA | San Diego County | 91901 | US | San Diego Geographic Information Source - JPA
APCD2005-PTO-982216 | Retired | 2009-07-31 | [34W] Registered Engine (Rule 12) | Saks Fifth Avenue | Patrick Beneventi | 7047 Friars Rd San Diego, CA | 92108 | M | EMERGENCY ENGINE: CUMMINS, MODEL 6AT3.4G1, 69 BHP, DIESEL FIRED,S/N 53133598.(982216 ALC 12/04) 17CCR93115 SJE12/05 | 1 | 0 | 0 | 0 | 1 | Diesel |  | 69 | 51.4533 | [5 empty] | 0 | 0 | 32.7676 | -117.1667 | 1 | rooftop | 7047 | Friars Rd |  |  | San Diego | CA | San Diego County | 92108 | US | San Diego Geographic Information Source - JPA
APCD2005-PTO-982387 | Retired | 2009-07-31 16:15 | [34W] Registered Engine (Rule 12) | Bernardo Summit LLC | Robert Schott | 16550 Bernardo Dr W #3 San Diego, CA | 92127 | F | EMERGENCY STANDBY ENGINE: CATERPILLAR DIESEL ENGINE, MODEL 3208, S/N 03Z06028, RATED AT 196 BHP, DRIVING A FIRE PUMP. (982387-CCN-1/05)17CCR93115SJE12/05 | 1 | 0 | 0 | 0 | 1 | Diesel |  | 196 | 146.1572 | [5 empty] | 0 | 0 | 33.0188 | -117.0862 | 0.9 | rooftop | 16550 | W Bernardo Dr | # | 3 | San Diego | CA | San Diego County | 92127 | US | San Diego Geographic Information Source - JPA
APCD2005-PTO-982388 | Retired | 2009-07-31 | [34W] Registered Engine (Rule 12) | Costco Gasoline #462 | Dennis Bock | 951 Palomar Airport Road Carlsbad, CA | 92011 | E | Emergency standby engine: John Deere diesel engine, model 6059TF001, S/N T6059T379807, rated at 134 BHP, turbocharged, driving a generator. (982388-CCN-1/05) 17CCR93115 SJE12/05 | 1 | 0 | 0 | 0 | 1 | Diesel |  | 134 | 99.9238 | [5 empty] | 0 | 0 | 33.1204 | -117.3158 | 1 | rooftop | 951 | Palomar Airport Rd |  |  | Carlsbad | CA | San Diego County | 92011 | US | San Diego Geographic Information Source - JPA
APCD2005-PTO-982738 | Retired | 2009-07-31 | [34W] Registered Engine (Rule 12) | YMCA Camping Services (Camp Marston) | Building Engineer | 4761 Pine Hills Rd Julian, CA | 92036 | D | EMERGENCY ENGINE GENERATOR, 425 HP CUMMINS ENGINE, DIESEL FIRED, MODEL NTA855-G, S/N: 30115209. APPL# 982738 EFH 10/05 | 1 | 0 | 0 | 0 | 1 | Diesel |  | 425 | 316.9225 | [5 empty] | 0 | 0 | 33.0379 | -116.6213 | 1 | rooftop | 4761 | Pine Hills Rd |  |  | Julian | CA | San Diego County | 92036 | US | San Diego Geographic Information Source - JPA
APCD2005-PTO-982794 | Retired | 2009-07-31 | [34W] Registered Engine (Rule 12) | Nordstrom | General Manager | 103 Horton Plaza San Diego, CA | 92101 | N | INTERNAL COMBUSTION ENGINE. GENERATOR MAKE: KOHLER. MODEL: 30R0Z271.SERIAL NO.: 162583. BHP RATING: 61 HP. DIESEL FUELED. ENGINE DRIVES AN ELECTRICAL EMERGENCY GENERATOR. JFTNEWJUN2105 | 1 | 0 | 0 | 0 | 1 | Diesel |  | 83 | 61.8931 | [5 empty] | 0 | 0 | 32.7136 | -117.1625 | 1 | rooftop | 103 | Horton Plz |  |  | San Diego | CA | San Diego County | 92101 | US | Sandoval
APCD2005-PTO-982795 | Retired | 2009-07-31 | [34W] Registered Engine (Rule 12) | Nordstrom | Rudy Sigala | 6997 Friars Rd San Diego, CA | 92108 | M | INTERNAL COMBUSTION ENGINE. MAKE: CUMMINS. MODEL: 6BT5.9 G-2. SERIAL NO.: 45640728. BHP RATING: 166 HP. DIESEL FUELED. DRIVES AN ELECTRICAL EMERGENCY GENERATOR RATED AT 100 KW. JFT NEW JUN2105 17CCR93115 SJE 11/05 | 1 | 0 | 0 | 0 | 1 | Diesel | 100 | 28 | 100 | 2021-08-30 | 287.00 | 2021-08-30 | 292.50 | 5.5 | 550 | 0.49962 | 32.7687 | -117.1685 | 1 | rooftop | 6997 | Friars Rd |  |  | San Diego | CA | San Diego County | 92108 | US | San Diego Geographic Information Source - JPA
APCD2005-PTO-983484 | Retired | 2009-07-31 | [34W] Registered Engine (Rule 12) | SCRIPPS HEALTH WHITTIER INSTITUTE FOR DIABETES |  | 9894 GENESEE AV LA JOLLA, CA | 92037 | I | EMERGENCY STAND-BY ENGINE: CATERPILLAR MODEL 3208, S/N 5YFOO390, 263 HP, DIESEL FUELED, DRIVING A GENERATOR. (APP 983484 SJE Aug 2005) | 1 | 0 | 0 | 0 | 1 | Diesel |  | 263 | 196.1191 | [5 empty] | 0 | 0 | 32.8844 | -117.2247 | 1 | rooftop | 9894 | Genesee Ave |  |  | LA Jolla | CA | San Diego County | 92037 | US | San Diego Geographic Information Source - JPA
APCD2005-PTO-983496 | Retired | 2009-07-31 | [34H] California Certified Emergency Standby Engine | San Diego Zoo Global | Mark Logiman | 15500 San Pasqual Valley Road Escondido, CA | 92027 | D | Emergency standby engine: John Deere diesel engine, Model 4045HF285, S/N PE4045N000327, rated at 197 bhp, Model Year 2016, Tier 3 certified of Engine Family Number GJDXL06.8120, driving a 125 KW generator. | 1 | 0 | 0 | 0 | 1 | Diesel | 125 | 197 | 125 | [5 empty] | 0 | 0 | 33.1005 | -117.0027 | 1 | rooftop | 15500 | San Pasqual Valley Rd |  |  | Escondido | CA | San Diego County | 92027 | US | San Diego Geographic Information Source - JPA
APCD2006-PTO-007280 | Retired | 2009-07-31 | [34C] Emergency Standby Engine | SDG&E Co | Tim Devlin | 9060 Friars Rd Mission San Diego, CA | 92108 | M | GENERATOR / I C ENGINE SET, EMERGENCY: CUMMINS MODEL VTA-1710-GS DIESEL ENGINE, 685-BHP, 4 CYCLE, 12 CYLINDER, S/N 37101873, TURBOCHARGED; GENERATOR, 500 KW | 1 | 0 | 0 | 0 | 1 | Diesel | 500 | 685 | 500 | [5 empty] | 0 | 0 | 32.7806 | -117.1362 | 1 | rooftop | 9060 | Friars Rd |  |  | San Diego | CA | San Diego County | 92108 | US | San Diego Geographic Information Source - JPA
APCD2006-PTO-020555 | Retired | 2009-07-31 10:17 | [34C] Emergency Standby Engine | General Atomics | Vera Mitrofski | 3550 General Atomics Court San Diego, CA | 92121 | G | EMERGENCY GENERATOR: CATERPILLAR MODEL 3412 TA, RATED 520 KW, DIESEL-FIRED, S/N 38S8522, 755 BHP (APPL #20555/GEA) 0384 17CCR93115 SJE10/05 | 1 | 0 | 0 | 0 | 1 | Diesel | 520 | 755 | 520 | [5 empty] | 0 | 0 | 32.8939 | -117.2361 | 1 | rooftop | 3550 | General Atomics Ct |  |  | San Diego | CA | San Diego County | 92121 | US | Sandoval
APCD2006-PTO-890903 | Retired | 2009-07-31 | [34C] Emergency Standby Engine | USMC MCAS Miramar | General Manager | USMC Miramar San Diego, CA | 92145 | H | EMERGENCY GENERATOR: CUMMINS MODEL NT-855-G4, RATED 375 HP AT 260 KW WITH TURBOCHARGE, DIESEL OIL FIRED, S/N: 11511097. 970295 (11/97) 17 CCR 93115 SJE 12/05 | 1 | 0 | 0 | 0 | 1 | Diesel | 260 | 375 | 260 | [5 empty] | 0 | 0 | 32.8795 | -117.1612 | 1 | street_center |  | Miramar Rd |  |  | San Diego | CA | San Diego County | 92121 | US | TIGER/LineÂ® dataset from the US Census Bureau
APCD2006-PTO-890904 | Retired | 2009-07-31 | [34C] Emergency Standby Engine | USMC MCAS Miramar | Michael Murukis | USMC Miramar San Diego, CA | 92145 | H | EMERGENCY GENERATOR: CUMMINS MODEL 6-CTA-8.3, RATED 277 HP AT 150 KW, WITH TURBOCHARGING, DIESEL OIL FIRED, S/N: 44328723. 970295 (11/97) 17 CCR 93115 SJE 12/05 | 1 | 0 | 0 | 0 | 1 | Diesel | 150 | 277 | 150 | [5 empty] | 0 | 0 | 32.8795 | -117.1612 | 1 | street_center |  | Miramar Rd |  |  | San Diego | CA | San Diego County | 92121 | US | TIGER/LineÂ® dataset from the US Census Bureau
APCD2006-PTO-890905 | Retired | 2009-07-31 | [34C] Emergency Standby Engine | USMC MCAS Miramar | Michael Murukis | USMC Miramar San Diego, CA | 92145 | H | EMERGENCY GENERATOR: CUMMINS MODEL 4BT-3.9-G2, RATED 102 HP AT 60 KW, WITH TURBOCHARGE, DIESEL OIL FIRED, S/N: 44324331. 970295 (11/97) 17 CCR 93115 SJE 12/05 | 1 | 0 | 0 | 0 | 1 | Diesel | 60 | 102 | 60 | [5 empty] | 0 | 0 | 32.8795 | -117.1612 | 1 | street_center |  | Miramar Rd |  |  | San Diego | CA | San Diego County | 92121 | US | TIGER/LineÂ® dataset from the US Census Bureau
APCD2006-PTO-891155 | Retired | 2009-07-31 | [34C] Emergency Standby Engine | USN Amphibious Base 2 Pub Wks Ctr | Commanding Officer | Silver Strand Bl Coronado, CA | 92155 | O | CATERPILLAR MODEL 3116, 141 HP, MANUFACTURE YEAR 1989, TURBO CHARGED, AFTER COOLED DIESEL ENGINE, S/N INJ00754, POWERING 2 GORMAN-RUPP SEWAGE LIFT PUMPS ONLY. FIDDLERS COVE (APP# 891155/GDS) 11/91 NO APP 17CCR93115 SJE11/06 | 1 | 0 | 0 | 0 | 1 | Diesel |  | 141 | 105.1437 | [5 empty] | 0 | 0 | 32.6596 | -117.1554 | 1 | street_center |  | Silver Strand Blvd |  |  | Coronado | CA | San Diego County | 92118 | US | TIGER/LineÂ® dataset from the US Census Bureau
APCD2006-PTO-900303 | Retired | 2009-07-31 | [34C] Emergency Standby Engine | USN NAV STA 1 SCE | Matthew Drake | USNAVSTA 1 SCE SAN DIEGO, CA | 92136 | S | IC RECIPROCATING ENGINE, EMERGENCY GENERATOR: CUMMINS MODEL 6BT5.9, RATED 150 HP AT 105 KW, WITH TURBOCHARGING/AFTERCOOLING, DIESEL OIL FIRED, S/N 44194788, AT BLDG 3231 (APPL #900303/JJS) 1191 900303 17CCR93115 JE01/06 | 1 | 0 | 0 | 0 | 1 | Diesel | 105 | 150 | 105 | [5 empty] | 0 | 0 | 32.7241 | -117.1709 | 0.5 | place |  |  |  |  | San Diego | CA | San Diego County | 92101 | US | TIGER/LineÂ® dataset from the US Census Bureau
APCD2006-PTO-901015 | Retired | 2009-07-31 | [34C] Emergency Standby Engine | Scripps Hospice | Rick Gorton | 4311 Third Ave San Diego, CA | 92103 | M | EMERGENCY ENGINE-GENERATOR SET: CATERPILLAR MODEL 3406B, S/N: 4RG00815, 315KW AT 449 BHP, TURBOCHARGED DIESEL ENGINE. 901015 17 CCR 93 115 SJE 01/06 | 1 | 0 | 0 | 0 | 1 | Diesel | 315 | 449 | 315 | [5 empty] | 0 | 0 | 32.7585 | -117.1638 | 1 | rooftop | 4311 | 3rd Ave |  |  | San Diego | CA | San Diego County | 92103 | US | San Diego Geographic Information Source - JPA
APCD2006-PTO-901385 | Retired | 2009-07-31 15:14 | [34C] Emergency Standby Engine | Fleet Readiness Center Southwest | Shelia Tsai | NAS North Island San Diego, CA | 92135 | O | EMERGENCY GENERATOR: ONE (1) CATERPILLAR MODEL 3306, NO AFTERCOOLING, NO TURBOCHARGING, NO 4 DEG. TIMING RETARD DIESEL FIRED, 235 BHP, DRIVING A BACKUP GENERATOR | 1 | 0 | 0 | 0 | 1 | Diesel |  | 235 | 175.2395 | [5 empty] | 0 | 0 | 33.2328 | -117.352 | 0.8 | street_center |  | New Branch Ct |  |  | Oceanside | CA | San Diego County | 92058 | US | TIGER/LineÂ® dataset from the US Census Bureau
APCD2006-PTO-910702 | Retired | 2009-07-31 09:19 | [34C] Emergency Standby Engine | Pacific Bell | Project Manager | 3930 Beyer Blvd San Ysidro, CA | 92173 | O | GENERATOR, EMERGENCY, GENERAC 150 KW, 240 HP HINO DIESEL ENGINE S/N EK 130 A10450, TURBOCHARGED. (APP#910702 GDS) 7/92 910702 17CCR 93115 SJE 12/05 | 1 | 0 | 0 | 0 | 1 | Diesel | 150 | 240 | 150 | [5 empty] | 0 | 0 | 32.5593 | -117.0489 | 1 | rooftop | 3930 | Beyer Blvd |  |  | San Ysidro | CA | San Diego County | 92173 | US | San Diego Geographic Information Source - JPA
APCD2006-PTO-911055 | Retired | 2009-07-31 | [34C] Emergency Standby Engine | County Courthouse JCC #37-A1 | Donna Jorgensen | 220 West Broadway San Diego, CA | 92101 | N | ONE (1) EMERGENCY ENGINE GENERATOR SET, MFR: CATERPILLAR, MODEL: 3408DI,S/N: 78Z01426, 544 BHP, DIESEL-FIRED, EQUIPPED WITH TURBOCHARGING. 911055 17CCR93115S JE11/05 | 1 | 0 | 0 | 0 | 1 | Diesel |  | 544 | 405.6608 | [5 empty] | 0 | 0 | 32.7173 | -117.1652 | 1 | rooftop | 220 | W Broadway |  |  | San Diego | CA | San Diego County | 92101 | US | San Diego Geographic Information Source - JPA
APCD2006-PTO-911126 | Retired | 2009-07-31 | [34C] Emergency Standby Engine | USN NAV STA | Facility Manager | USN NAV STA 1 SCE San Diego, CA | 92136 | S | EMERGENCY ELECTRICAL GENERATOR-DIESEL ENGINE SET: DETROIT DIESEL ALLISON MODEL 12V-71 7123-7305, S/N 12VA068674, 600 HP DIESEL ENGINE FOR A350 KW, 526 AMP ELECTRICAL GENERATOR WITH S/N 2907-L-80. (ADL 01/93). BLDG 3300 91112617CCR93115SJE01/06 | 1 | 0 | 0 | 0 | 1 | Diesel | 350 | 600 | 350 | [5 empty] | 0 | 0 | 32.7241 | -117.1709 | 0.5 | place |  |  |  |  | San Diego | CA | San Diego County | 92101 | US | TIGER/LineÂ® dataset from the US Census Bureau
APCD2006-PTO-940555 | Retired | 2009-07-31 12:00 | [34C] Emergency Standby Engine | Bixby Land Company | Dania Caesar | 9797 Aero Drive San Diego, CA | 92123 | J | ONE(1) EMERGENCY ENGINE GENERATOR SET: CAT DIESEL ENGINE #3208, MODEL CD150230 BHP, TURBOCHARGED, DRIVING A 150 KW GENERATOR. 970021 (9/97)S/N 5YF02124 17CCR93115 SJE12/05 | 1 | 0 | 0 | 0 | 1 | Diesel | 150 | 230 | 150 | [5 empty] | 0 | 0 | 32.8086 | -117.1178 | 1 | rooftop | 9797 | Aero Dr |  |  | San Diego | CA | San Diego County | 92123 | US | San Diego Geographic Information Source - JPA
APCD2006-PTO-950123 | Retired | 2009-07-31 | [34C] Emergency Standby Engine | Organogenesis | Facilities Manager | 10933 N Torrey Pines Rd La Jolla, CA | 92037 | I | EMERGENCY DIESEL GENERATOR, DETROIT DIESEL 12V92TA, MODEL 8123-7416 TURBOCHARGED, AFTERCOOLED, FOUR DEGREE TIMING RETARD, CRANK CASE EMISSION CONTROL, 947 BHP, S/N: 12VF-10993. APP#950123-AFS-12/12/95 17 CCR 93 115 SJE 10/05 (984584 7/06) | 1 | 0 | 0 | 0 | 1 | Diesel |  | 947 | 706.1779 | 2022-03-15 | 0.00 | 2022-03-15 | 0.00 | 0 | 0 | 0 | 32.9023 | -117.2426 | 1 | range_interpolation | 10933 | N Torrey Pines Rd |  |  | LA Jolla | CA | San Diego County | 92037 | US | TIGER/LineÂ® dataset from the US Census Bureau
APCD2006-PTO-960187 | Retired | 2009-07-31 | [34W] Registered Engine (Rule 12) | ARE 3535/3565 General Atomics Ct LLC | Guilermo Gomez | 3565 General Atomics Ct San Diego, CA | 92121 | G | EMERGENCY ENGINE GENERATOR, DETROIT DIESEL ENGINE MODEL 8063-7305, 370 HP, S/N: 06VF188857, TURBOCHARGED. APPL# 960187 EFH 08/27/99 (984752 9/06) 17 CCR 93 115 SJE 11/04 | 1 | 0 | 0 | 0 | 1 | Diesel |  | 370 | 275.909 | [5 empty] | 0 | 0 | 32.8937 | -117.2373 | 1 | rooftop | 3565 | General Atomics Ct |  |  | San Diego | CA | San Diego County | 92121 | US | Sandoval
APCD2006-PTO-960315 | Retired | 2009-07-31 09:35 | [34W] Registered Engine (Rule 12) | USMC Base Public Utilities U15 | Commanding General | Camp Pendleton Bldg 520600 Camp Pendleton, CA | 92055 | A | EMERGENCY STANDBY ENGINE, CAT MODEL 3304D1, S/N: 83Z01360, 190BHP, DIESEL FIRED APPL 960315 EFH 06/98. PROVIDES BACK UP POWER TO SEWER LIFT STATION LOCATED AT BLDG. 520600. 17 CCR 93 115 SJE 04/06 | 1 | 0 | 0 | 0 | 1 | Diesel |  | 190 | 141.683 | [5 empty] | 0 | 0 | 33.3877 | -117.4448 | 0.5 | place |  |  |  |  | Camp Pendleton | CA | San Diego County | 92055 | US | TIGER/LineÂ® dataset from the US Census Bureau
APCD2006-PTO-960330 | Retired | 2009-07-31 | [34W] Registered Engine (Rule 12) | Cabrillo Power I LLC | Tim Sisk | 4600 Carlsbad Blvd Carlsbad, CA | 92008 | C | EMERGENCY STANDBY ENGINE: CUMMINS MODEL NT-355-P33, S/N: 31895, 225 BHP, DIESEL FUELED, DRIVING THE EMERGENCY STANDBY FLOOD PUMP FOR ENCINA UNITS 4 & 5 SUB BASEMENTS. 973407 6/99 17 CCR 93 115 SJE 03/06 | 1 | 0 | 0 | 0 | 1 | Diesel |  | 225 | 167.7825 | [5 empty] | 0 | 0 | 33.138 | -117.3385 | 1 | range_interpolation | 4600 | Carlsbad Blvd |  |  | Carlsbad | CA | San Diego County | 92008 | US | TIGER/LineÂ® dataset from the US Census Bureau
APCD2006-PTO-960397 | Retired | 2009-07-31 | [34W] Registered Engine (Rule 12) | USMC MCAS Miramar | Michael Murukis | USMC Miramar San Diego, CA | 92145 | H | EMERGENCY ENGINE- GENERATOR SET: FORD INDUSTRIAL, MODEL NO 363DF-6005-AS/N 669051-E25KT, 50 KW, 73 HP. (960397-CCN-2/98) 17CCR93115 SJE12/05 | 0 | 0 | 0 | 0 | 0 | Unknown | 50 | 73 | 50 | [5 empty] | 0 | 0 | 32.8795 | -117.1612 | 1 | street_center |  | Miramar Rd |  |  | San Diego | CA | San Diego County | 92121 | US | TIGER/LineÂ® dataset from the US Census Bureau
APCD2006-PTO-960632 | Retired | 2009-07-31 | [34C] Emergency Standby Engine | Southern California Edison | Brian Metz | Hwy 101 Nuclear Gen Station Camp Pendleton, CA | 92058 | A | EMERGENCY GENERATOR SET: MFR: GENERAL MOTORS, MODEL 645E4 (6670 BHP CONSISTING OF TWO DIESEL ENGINES (2870 AND 3800 BHP) S/N 77-H1-1028 (Engine #1) and 77-H1-1092 (Engine #2) SONGS UNIT#2-Train A / NO. 2G002. 960632AFS04MAR1997 17CCR93115 SJE03-2006 | 1 | 0 | 0 | 0 | 1 | Diesel |  | 670 | 499.619 | [5 empty] | 0 | 0 | 33.3877 | -117.4448 | 0.5 | place |  |  |  |  | Camp Pendleton | CA | San Diego County | 92055 | US | TIGER/LineÂ® dataset from the US Census Bureau
APCD2006-PTO-960633 | Retired | 2009-07-31 | [34C] Emergency Standby Engine | Southern California Edison | Site Manager | Hy 101 Nuclear Gen Station San Onofre, CA | 92672 | A | EMERGENCY GENERATOR SET: MFR: GENERAL MOTORS, MODEL 645E4 (6670 BHP) CONSISTING OF TWO DIESEL ENGINES (2870 AND 3800 BHP) S/N 77-J1-1016 (Engine#1) and 77-H1-1124 (Engine#2) SONGS UNIT#2-Train B / NO. 2G003. 960633AFS04MAR1997 //17CCR93115 SJE03-2006 | 1 | 0 | 0 | 0 | 1 | Diesel |  | 670 | 499.619 | [5 empty] | 0 | 0 | 33.4236 | -117.6068 | 0.4 | place |  |  |  |  | San Onofre | CA | Orange County | 92672 | US | TIGER/LineÂ® dataset from the US Census Bureau
APCD2006-PTO-960634 | Retired | 2009-07-31 | [34C] Emergency Standby Engine | Southern California Edison | Site Manager | Hy 101 Nuclear Gen Station San Onofre, CA | 92672 | A | EMERGENCY GENERATOR SET: MFR: GENERAL MOTORS, MODEL 645E4 (6670 BHP) CONSISTING OF TWO DIESEL ENGINES (2870 AND 3800 BHP) S/N 78-J1-1056 (Engine#1) and 78-K1-1001 (Engine#2) SONGS UNIT# 3-Train A / NO. 3G002. 960634AFS04MAR1997 //17CCR93115 SJE03-2006 | 1 | 0 | 0 | 0 | 1 | Diesel |  | 670 | 499.619 | [5 empty] | 0 | 0 | 33.4236 | -117.6068 | 0.4 | place |  |  |  |  | San Onofre | CA | Orange County | 92672 | US | TIGER/LineÂ® dataset from the US Census Bureau
APCD2006-PTO-960635 | Retired | 2009-07-31 | [34C] Emergency Standby Engine | Southern California Edison | Brian Metz | Hwy 101 Nuclear Gen Station Camp Pendleton, CA | 92058 | A | EMERGENCY GENERATOR SET: MFR: GENERAL MOTORS, MODEL 645E4 (6670 BHP) CONSISTING OF TWO DIESEL ENGINES (2870 AND 3800 BHP) S/N 78-J1-1100 (Engine #1) and 78-K1-1025 (Engine #2) SONGS UNIT#3-Train B / NO. 3G003. 960635AFS04MAR1997 //17CCR93115 SJE03-2006 | 1 | 0 | 0 | 0 | 1 | Diesel |  | 670 | 499.619 | [5 empty] | 0 | 0 | 33.3877 | -117.4448 | 0.5 | place |  |  |  |  | Camp Pendleton | CA | San Diego County | 92055 | US | TIGER/LineÂ® dataset from the US Census Bureau
APCD2006-PTO-960901 | Retired | 2009-07-31 | [34W] Registered Engine (Rule 12) | APPLIED ENERGY |  | Quay & Rogers Rd #353,NAS NORTH ISLAND CNTRL STM PLT San Diego, CA | 92135 | O | FIRE PUMP: CATERPILLAR ENGINE, MODEL 3208, 165 BHP, S/N 90N71269. (960901-CCN-1/98)17CCR93115SJE01/06 | 0 | 0 | 0 | 0 | 0 | Unknown |  | 165 | 123.0405 | [5 empty] | 0 | 0 | 32.7241 | -117.1709 | 0.5 | place |  |  |  |  | San Diego | CA | San Diego County | 92101 | US | TIGER/LineÂ® dataset from the US Census Bureau
APCD2006-PTO-960902 | Retired | 2009-07-31 | [34W] Registered Engine (Rule 12) | Atlantic Power | Denis Hill | Applied Energy LLC MCRD/NTC Facility,MCRD Bldg 566 End of Neville Rd San Diego, CA | 92133 | N | FIRE PUMP: ENGINE STANDBY: CATERPILLAR DIESEL ENGINE, MODEL 3208, S/N 90N71260, 165 BHP.(960902-CCN-1/98) 17CCR93115SJE01/06 | 1 | 0 | 0 | 0 | 1 | Diesel |  | 165 | 123.0405 | [5 empty] | 0 | 0 | 32.7241 | -117.1709 | 0.5 | place |  |  |  |  | San Diego | CA | San Diego County | 92101 | US | TIGER/LineÂ® dataset from the US Census Bureau
APCD2006-PTO-960903 | Retired | 2009-07-31 | [34W] Registered Engine (Rule 12) | Atlantic Power | David Sweigart | Applied Energy LLC NAVSTA Facility,3970 Surface Navy Bl San Diego, CA | 92136 | S | FIRE PUMP: CATERPILLAR ENGINE, MODEL 3208, 165 HP, S/N 90N71163 (960903-CCN-1/98) (NO APP-EAD 2/28)17CCR93115 SJE01/06 | 0 | 0 | 0 | 0 | 0 | Unknown |  | 165 | 123.0405 | [5 empty] | 0 | 0 | 32.7241 | -117.1709 | 1 | place |  |  |  |  | San Diego | CA | San Diego County | 92101 | US | TIGER/LineÂ® dataset from the US Census Bureau
APCD2006-PTO-961757 | Retired | 2009-07-31 | [34W] Registered Engine (Rule 12) | The Scripps Research Institute |  | 10466 North Torrey Pines Road La Jolla, CA | 92037 | I | EMERGENCY GENERATOR: 400 BHP CUMMINS DIESEL ENGINE, MODEL VTA17106, S/N 10774389 EAD 961757 2/17/00 17CCR93115 SJE02/06 | 1 | 0 | 0 | 0 | 1 | Diesel |  | 400 | 298.28 | [5 empty] | 0 | 0 | 32.8943 | -117.2422 | 1 | rooftop | 10466 | N Torrey Pines Rd N |  |  | LA Jolla | CA | San Diego County | 92037 | US | San Diego Geographic Information Source - JPA
APCD2006-PTO-962182 | Retired | 2009-07-31 | [34W] Registered Engine (Rule 12) | GSA Otay Mesa Border Station | Frank Gore | 9777 Via De La Amistad St San Diego, CA | 92154 | S | EMERGENCY STANDBY ENGINE: CUMMINS MODEL GTA-855A, S/N 25193468, 292 BHP, LIQUID PROPANE FUELED. (962181-CCN-3/98) | 0 | 0 | 0 | 1 | 1 | Propane |  | 292 | 217.7444 | [5 empty] | 0 | 0 | 32.5519 | -116.9357 | 1 | rooftop | 9777 | Via De La Amistad |  |  | San Diego | CA | San Diego County | 92154 | US | San Diego Geographic Information Source - JPA
APCD2006-PTO-970241 | Retired | 2009-07-31 | [34W] Registered Engine (Rule 12) | Sweetwater Water Authority | Dan Bresniker | 744 F Street Chula Vista, CA | 91910 | Q | PORTABLE EMERGENCY GENERATOR / ENGINE SET : 180 BHP KOMATSUT DIESEL ENGINE, MODEL SAGD110, S/N 3629564, DRIVING A GENERATOR TO PROVIDE POWER TO STATIONARY AND PORTABLE WATER PUMPS. 970241 EAD 10/20/99 17CCR93115 SJE10/05 (UNDONE 9/06-ENGINE IS PORTABLE) | 1 | 0 | 0 | 0 | 1 | Diesel |  | 180 | 134.226 | [5 empty] | 0 | 0 | 32.6352 | -117.0971 | 1 | rooftop | 744 | F St |  |  | Chula Vista | CA | San Diego County | 91910 | US | San Diego Geographic Information Source - JPA
APCD2006-PTO-970493 | Retired | 2009-07-31 10:14 | [34W] Registered Engine (Rule 12) | Commander Navy Region SW | Marvin Johnson | Naval Air Station North Island Coronado, CA | 92155 | O | EMERGENCY STANDBY ENGINE: CUMMINS MODEL NT855F3, S/N 18105889, 340 BHP, DIESEL FUELED (CODED EMERGENCY FIRE PUMP #1, 1357-P01). (970493-CCN-3/98) 17CCR93115 SJE12/05 | 1 | 0 | 0 | 0 | 1 | Diesel |  | 340 | 253.538 | [5 empty] | 0 | 0 | 32.6992 | -117.2096 | 1 | place |  |  |  |  | Coronado | CA | San Diego County | 92118 | US | TIGER/LineÂ® dataset from the US Census Bureau
APCD2006-PTO-970494 | Retired | 2009-07-31 10:22 | [34W] Registered Engine (Rule 12) | Commander Navy Region SW | Marvin Johnson | Naval Air Station North Island Coronado, CA | 92155 | O | EMERGENCY STANDBY ENGINE: CUMMINS MODEL NT855F3, S/N 18105077, 340 BHP, DIESEL FUELED (CODED EMERGENCY FIRE PUMP ENGINE #2, 1357-P02). (970494-CCN-4/98) 17CCR93115 SJE12/05 | 1 | 0 | 0 | 0 | 1 | Diesel |  | 340 | 253.538 | [5 empty] | 0 | 0 | 32.6992 | -117.2096 | 1 | place |  |  |  |  | Coronado | CA | San Diego County | 92118 | US | TIGER/LineÂ® dataset from the US Census Bureau
APCD2006-PTO-970495 | Retired | 2009-07-31 11:35 | [34W] Registered Engine (Rule 12) | Commander Navy Region SW | Marvin Johnson | Naval Air Station North Island Coronado, CA | 92155 | O | EMERGENCY STANDBY ENGINE: CUMMINS MODEL NT855F3, S/N 18105698, 340 BHP,DIESEL FUELED (CODED EMERGENCY FIRE PUMP ENGINE #3, 1357-P03). (970495-CCN-3/98) 17CCR93115 SJE12/05 | 1 | 0 | 0 | 0 | 1 | Diesel |  | 340 | 253.538 | [5 empty] | 0 | 0 | 32.6992 | -117.2096 | 1 | place |  |  |  |  | Coronado | CA | San Diego County | 92118 | US | TIGER/LineÂ® dataset from the US Census Bureau
APCD2006-PTO-970496 | Retired | 2009-07-31 11:42 | [34W] Registered Engine (Rule 12) | Commander Navy Region SW | Marvin Johnson | Naval Air Station North Island Coronado, CA | 92155 | O | EMERGENCY STANDBY ENGINE: CUMMINS MODEL NT855F3, S/N 18105697, 340 BHP, DIESEL FUELED (CODED EMERGENCY FIRE PUMP ENGINE #4, 1357-P04). (970496-CCN-3/98) 17CCR93115 SJE12/05 | 1 | 0 | 0 | 0 | 1 | Diesel |  | 340 | 253.538 | [5 empty] | 0 | 0 | 32.6992 | -117.2096 | 1 | place |  |  |  |  | Coronado | CA | San Diego County | 92118 | US | TIGER/LineÂ® dataset from the US Census Bureau
APCD2006-PTO-970497 | Retired | 2009-07-31 12:01 | [34W] Registered Engine (Rule 12) | Commander Navy Region SW | Marvin Johnson | Naval Air Station North Island Coronado, CA | 92155 | O | EMERGENCY STANDBY ENGINE: CUMMINS MODEL NT855F3, S/N 18105699, 340 BHP, DIESEL FUELED (C0DED EMERGENCY FIRE PUMP ENGINE #5, 1357-P05). (970497-CCN-3/98) 17CCR93115 SJE12/05 | 1 | 0 | 0 | 0 | 1 | Diesel |  | 340 | 253.538 | [5 empty] | 0 | 0 | 32.6992 | -117.2096 | 1 | place |  |  |  |  | Coronado | CA | San Diego County | 92118 | US | TIGER/LineÂ® dataset from the US Census Bureau
APCD2006-PTO-970498 | Retired | 2009-07-31 | [34W] Registered Engine (Rule 12) | Commander Navy Region SW | Marvin Johnson | Naval Air Station North Island Coronado, CA | 92155 | O | EMERGENCY STANDBY ENGINE: CATERPILLAR MODEL 3208, S/N 90N70153, 121 BHP, DIESEL FUELED (CODED EMERGENCY FIRE PUMP ENGINE 1362-P01). (970498-CCN-3/98) 17CCR93115 SJE12/05 | 1 | 0 | 0 | 0 | 1 | Diesel |  | 121 | 90.2297 | [5 empty] | 0 | 0 | 32.6992 | -117.2096 | 1 | place |  |  |  |  | Coronado | CA | San Diego County | 92118 | US | TIGER/LineÂ® dataset from the US Census Bureau
APCD2006-PTO-970499 | Retired | 2009-07-31 | [34W] Registered Engine (Rule 12) | Commander Navy Region SW | Marvin Johnson | Naval Air Station North Island Coronado, CA | 92155 | O | EMERGENCY STANDBY ENGINE: CUMMINS MODEL NT-855-F1, S/N 10420188, 225 BHP, DIESEL FUELED (CODED EMERGENCY GENERATOR 1440-P01) (970499-CCN-3/98) 17CCR93115 SJE01/06 (ATCM: ENGINE DIRECTLY DRIVES A FIRE PUMP) | 1 | 0 | 0 | 0 | 1 | Diesel |  | 225 | 167.7825 | [5 empty] | 0 | 0 | 32.6992 | -117.2096 | 1 | place |  |  |  |  | Coronado | CA | San Diego County | 92118 | US | TIGER/LineÂ® dataset from the US Census Bureau
APCD2006-PTO-970500 | Retired | 2009-07-31 12:14 | [34W] Registered Engine (Rule 12) | Commander Navy Region SW | Marvin Johnson | Naval Air Station North Island Coronado, CA | 92155 | O | EMERGENCY STANDBY ENGINE: CUMMINS MODEL V378F2, S/N 20152132, 136 BHP, DIESEL FUELED (CODED EMERGENCY FIRE PUMP ENGINE 1456-P09). (970500-CCN-4/98) 17CCR93115 SJE12/05 | 1 | 0 | 0 | 0 | 1 | Diesel |  | 136 | 101.4152 | [5 empty] | 0 | 0 | 32.6992 | -117.2096 | 1 | place |  |  |  |  | Coronado | CA | San Diego County | 92118 | US | TIGER/LineÂ® dataset from the US Census Bureau
APCD2006-PTO-970504 | Retired | 2009-07-31 | [34W] Registered Engine (Rule 12) | Commander Navy Region SW | Marvin Johnson | Naval Air Station North Island Coronado, CA | 92155 | O | EMERGENCY STANDBY ENGINE: CUMMINS MODEL NH-220-IF, S/N 10305742, 175 BHP, DIESEL FUELED (CODED EMERGENCY FIRE PUMP ENGINE #1, 499-PO1). (970504-CCN-3/98) 17CCR93115 SJE12/05 | 1 | 0 | 0 | 0 | 1 | Diesel |  | 175 | 130.4975 | 2021-09-02 | 506.48 | 2021-09-02 | 506.62 | 0.14 | 18.2697 | 0.016596 | 32.6992 | -117.2096 | 1 | place |  |  |  |  | Coronado | CA | San Diego County | 92118 | US | TIGER/LineÂ® dataset from the US Census Bureau
APCD2006-PTO-970506 | Retired | 2009-07-31 | [34W] Registered Engine (Rule 12) | Commander Navy Region SW | Marvin Johnson | Naval Air Station North Island Coronado, CA | 92155 | O | EMERGENCY STANDBY ENGINE: CUMMINS MODEL NH-220-IF, S/N 10303843, 175 BHP, DIESEL FUELED (CODED EMERGENCY FIRE PUMP ENGINE #2, 499-PO2) (970506-CCN-3/98) 17CCR93115 SJE12/05 | 1 | 0 | 0 | 0 | 1 | Diesel |  | 175 | 130.4975 | [5 empty] | 0 | 0 | 32.6992 | -117.2096 | 1 | place |  |  |  |  | Coronado | CA | San Diego County | 92118 | US | TIGER/LineÂ® dataset from the US Census Bureau
APCD2006-PTO-970512 | Retired | 2009-07-31 | [34W] Registered Engine (Rule 12) | Commander Navy Region SW | Marvin Johnson | Naval Air Station North Island Coronado, CA | 92155 | O | EMERGENCY STANDBY ENGINE: CUMMINS MODEL NT855F1, S/N 10537027, 255 BHP, DIESEL FUELED (CODED EMERGENCY FIRE PUMP ENGINE 812-P01) (970512-CCN-3/98) 17CCR93115 SJE12/05 | 1 | 0 | 0 | 0 | 1 | Diesel |  | 255 | 190.1535 | [5 empty] | 0 | 0 | 32.6992 | -117.2096 | 1 | place |  |  |  |  | Coronado | CA | San Diego County | 92118 | US | TIGER/LineÂ® dataset from the US Census Bureau
APCD2006-PTO-970513 | Retired | 2009-07-31 | [34W] Registered Engine (Rule 12) | Commander Navy Region SW | Marvin Johnson | Naval Air Station North Island Coronado, CA | 92155 | O | EMERGENCY STANDBY ENGINE: CUMMINS MODEL NT855G, S/N 10776998, 375 BHP, DIESEL FUELED (CODED EMERGENCY GENERATOR 848-P03)(970513-CCN-3/98) 17CCR93115 SJE12/05 | 1 | 0 | 0 | 0 | 1 | Diesel |  | 375 | 279.6375 | [5 empty] | 0 | 0 | 32.6992 | -117.2096 | 1 | place |  |  |  |  | Coronado | CA | San Diego County | 92118 | US | TIGER/LineÂ® dataset from the US Census Bureau
APCD2006-PTO-970514 | Retired | 2009-07-31 | [34W] Registered Engine (Rule 12) | Commander Navy Region SW | Marvin Johnson | Naval Air Station North Island Coronado, CA | 92155 | O | EMERGENCY STANDBY ENGINE: CATERPILLAR MODEL D343, S/N 63M326, 344 BHP, DIESEL FUELED (CODED EMERGENCY GENERATOR M4-P03). (970514-CCN-3/98) 17CCR93115 SJE12/05 | 1 | 0 | 0 | 0 | 1 | Diesel |  | 344 | 256.5208 | [5 empty] | 0 | 0 | 32.6992 | -117.2096 | 1 | place |  |  |  |  | Coronado | CA | San Diego County | 92118 | US | TIGER/LineÂ® dataset from the US Census Bureau
APCD2006-PTO-970529 | Retired | 2009-07-31 | [34W] Registered Engine (Rule 12) | Commander Navy Region SW | Marvin Johnson | Naval Air Station North Island Coronado, CA | 92155 | O | EMERGENCY ENGINE: CUMMINS, MODEL NTA855-G, DIESEL FIRED, 385 HP, S/N 11438248, DRIVING AN ELECTRIC GENERATOR, LOCATED IN BLDG. M4. 17CCR93115 SJE12/05 | 1 | 0 | 0 | 0 | 1 | Diesel |  | 385 | 287.0945 | [5 empty] | 0 | 0 | 32.6992 | -117.2096 | 1 | place |  |  |  |  | Coronado | CA | San Diego County | 92118 | US | TIGER/LineÂ® dataset from the US Census Bureau
APCD2006-PTO-970539 | Retired | 2009-07-31 | [34W] Registered Engine (Rule 12) | Commander Navy Region SW | Marvin Johnson | Naval Air Station North Island Coronado, CA | 92155 | O | EMERGENCY ENGINE: DETROIT DIESEL, SERIES 8V-92, MODEL 80637416, DIESEL FIRED, 474 BHP, S/N 06VF201202, DRIVING AN ELECTRIC GENERATOR, LOCATED IN BLDG. #435. (03/98 ALC 970539)17CCR93115SJE12/05 | 1 | 0 | 0 | 0 | 1 | Diesel |  | 474 | 353.4618 | [5 empty] | 0 | 0 | 32.6992 | -117.2096 | 1 | place |  |  |  |  | Coronado | CA | San Diego County | 92118 | US | TIGER/LineÂ® dataset from the US Census Bureau
APCD2006-PTO-970545 | Retired | 2009-07-31 | [34W] Registered Engine (Rule 12) | Commander Navy Region SW | Marvin Johnson | Naval Air Station North Island Coronado, CA | 92155 | O | EMERGENCY ENGINE: GENERAC, MODEL 3285B-126373, DIESEL FIRED, 200 BHP, S/N AD202S71SNK, DRIVING AN ELECTRIC GENERATOR, LOCATED IN BLDG. #1213. (03/98 ALC 970545) 17CCR93115SJE12/05 | 1 | 0 | 0 | 0 | 1 | Diesel |  | 200 | 149.14 | [5 empty] | 0 | 0 | 32.6992 | -117.2096 | 1 | place |  |  |  |  | Coronado | CA | San Diego County | 92118 | US | TIGER/LineÂ® dataset from the US Census Bureau
APCD2006-PTO-970548 | Retired | 2009-07-31 | [34W] Registered Engine (Rule 12) | Commander Navy Region SW | Marvin Johnson | Naval Air Station North Island Coronado, CA | 92155 | O | EMERGENCY ENGINE: CUMMINS, MODEL NT855GA, DIESEL FIRED, 375 BHP, S/N 11445070, DRIVING AN ELECTRIC GENERATOR, LOCATED IN BLDG. #813. (03/98 ALC 970548)17CCR93115SJE12/05 | 1 | 0 | 0 | 0 | 1 | Diesel |  | 375 | 279.6375 | [5 empty] | 0 | 0 | 32.6992 | -117.2096 | 1 | place |  |  |  |  | Coronado | CA | San Diego County | 92118 | US | TIGER/LineÂ® dataset from the US Census Bureau
APCD2006-PTO-970549 | Retired | 2009-07-31 | [34W] Registered Engine (Rule 12) | Commander Navy Region SW | Marvin Johnson | Naval Air Station North Island Coronado, CA | 92155 | O | EMERGENCY ENGINE: JOHN DEERE, MODEL 1232F, DIESEL FIRED, 175 BHP, S/N 6466AF-0075105, DRIVING AN ELECTRIC GENERATOR, LOCATED IN BLDG. #848. (03/98 ALC 970549)17CCR93115SJE12/05 | 1 | 0 | 0 | 0 | 1 | Diesel |  | 175 | 130.4975 | [5 empty] | 0 | 0 | 32.6992 | -117.2096 | 1 | place |  |  |  |  | Coronado | CA | San Diego County | 92118 | US | TIGER/LineÂ® dataset from the US Census Bureau
APCD2006-PTO-970616 | Retired | 2009-07-31 13:53 | [34W] Registered Engine (Rule 12) | ISIS Pharmaceuticals | General Manager | 1896 Rutherford Rd Carlsbad, CA | 92008 | C | EMERGENCY ENGINE GENERATOR: 423 HORSEPOWER DETROIT DIESEL MODEL 6V-92TAS/N 384350. 970616 GDS 4/98 17CCR93115 SJE01/06 | 1 | 0 | 0 | 0 | 1 | Diesel |  | 423 | 315.4311 | [5 empty] | 0 | 0 | 33.1349 | -117.2832 | 1 | rooftop | 1896 | Rutherford Rd |  |  | Carlsbad | CA | San Diego County | 92008 | US | San Diego Geographic Information Source - JPA
APCD2006-PTO-970756 | Retired | 2009-07-31 | [34W] Registered Engine (Rule 12) | Ramada by Wyndham San Diego South | Angela Pablico | 700 National City Blvd National City, CA | 91950 | Q | EMERGENCY ENGINE: CUMMINS, MODEL 6CTA-8-3G, DIESEL FIRED, 277 BHP, S/N 44339374, DRIVING AN ELECTRIC GENERATOR, KOHLER, MODEL 15DROZ281, S/N 244806. (02/98 ALC 970756) 17CCR93115SJE04/06 | 1 | 0 | 0 | 0 | 1 | Diesel |  | 277 | 206.5589 | [5 empty] | 0 | 0 | 32.6762 | -117.1077 | 1 | rooftop | 700 | National City Blvd |  |  | National City | CA | San Diego County | 91950 | US | San Diego Geographic Information Source - JPA
APCD2006-PTO-971413 | Retired | 2009-07-31 | [34W] Registered Engine (Rule 12) | Escondido Surgery Center |  | 343 Second Ave E Escondido, CA | 92025 | D | EMERGENCY STANDBY ENGINE: CATERPILLAR ENGINE, MODEL 3306D1 SN 85Z02137, 241 BHP, DIESEL FUELED. (971413-CCN-5/98) JFT REV JUN2303 17CCR93115 SJE01/06 | 1 | 0 | 0 | 0 | 1 | Diesel |  | 241 | 179.7137 | [5 empty] | 0 | 0 | 33.1223 | -117.0771 | 0.9 | rooftop | 343 | E 2nd Ave |  |  | Escondido | CA | San Diego County | 92025 | US | San Diego Geographic Information Source - JPA
APCD2006-PTO-971717 | Retired | 2009-07-31 | [34W] Registered Engine (Rule 12) | The Scripps Research Institute |  | 10590 John Jay Hopkins Drive San Diego, CA | 92121 | G | EMERGENCY ENGINE GENERATOR: 947 HP DETROIT DIESEL MODEL 600DS 60 S/N 399708. 7/98 GDS 97171717CCR93115SJE02/06 | 1 | 0 | 0 | 0 | 1 | Diesel |  | 947 | 706.1779 | 2022-02-08 | 268.50 | 2022-02-08 | 268.50 | 0 | 0 | 0 | 32.894 | -117.2394 | 1 | range_interpolation | 10590 | John Jay Hopkins Dr |  |  | San Diego | CA | San Diego County | 92121 | US | TIGER/LineÂ® dataset from the US Census Bureau
APCD2006-PTO-971790 | Retired | 2009-07-31 | [34W] Registered Engine (Rule 12) | ARE-11025/11075 Roselle Street LLC | Guillermo Gomez | 11055 Roselle Street San Diego, CA | 92121 | G | EMERGENCY ENGINE GENERATOR: 600 HP DETROIT DIESEL 8V92TTA MODEL 80837416 S/N 08VF163658, SPECTRUM MODEL 400DS60 S/N 355982, MARATHON GENERATOR MODEL 433RSL4019. (983996 1/06) 8/09 GDS 971790 17CCR 93115 SJE11/05 | 1 | 0 | 0 | 0 | 1 | Diesel |  | 600 | 447.42 | [5 empty] | 0 | 0 | 32.9051 | -117.2287 | 1 | rooftop | 11055 | Roselle St |  |  | San Diego | CA | San Diego County | 92121 | US | San Diego Geographic Information Source - JPA
APCD2006-PTO-971868 | Retired | 2009-07-31 | [34W] Registered Engine (Rule 12) | Pacific Bell | Bea Flores | 2249 Victoria DR W Alpine, CA | 91901 | H | EMERGENCY ENGINE: DETROIT DIESEL, MODEL (KS) 671, DIESEL FIRED, 212 BHP,S/N 6A0412003, DRIVING AN ELECTRIC GENERATOR, 115 KW.(09/98 ALC 971868) 17CCR93115SJE01/06 | 1 | 0 | 0 | 0 | 1 | Diesel | 115 | 212 | 115 | [5 empty] | 0 | 0 | 32.8372 | -116.7665 | 1 | rooftop | 2249 | Victoria Dr |  |  | Alpine | CA | San Diego County | 91901 | US | San Diego Geographic Information Source - JPA
APCD2006-PTO-972335 | Retired | 2009-07-31 | [34W] Registered Engine (Rule 12) | Sempra Energy | Environmental Operations | 10975 Technology Pl San Diego, CA | 92127 | F | EMERGENCY ENGINE: CATERPILLAR, MODEL 3512, DIESEL FIRED, 1482 BHP, S/N 24Z08202, DRIVING A 1000-KW ELECTRIC GENERATOR. (ALC 972335 11/98) 17CCR93115 SJE 01/06 | 1 | 0 | 0 | 0 | 1 | Diesel | 1000 | 1482 | 1000 | [5 empty] | 0 | 0 | 33.0082 | -117.0937 | 1 | rooftop | 10975 | Technology Pl |  |  | San Diego | CA | San Diego County | 92127 | US | San Diego Geographic Information Source - JPA
APCD2006-PTO-972340 | Retired | 2009-07-31 | [34W] Registered Engine (Rule 12) | UCSD | Valerie Fanning | 9500 Gilman Dr Dept 0089 San Diego, CA | 92093 | I | EMERGENCY ENGINE: CUMMINS, MODEL 4BT-3.9, DIESEL FIRED, 86 BHP,S/N 44219012, DRIVING AN ELECTRIC GENERATOR, KOHLER, MODEL 50ROZ271, S/N 217340, LOCATED IN CAMPUS AMBULATORY CARE. (ALC 972340 11/98) 17CCR93115 SJE12/05 | 1 | 0 | 0 | 0 | 1 | Diesel |  | 86 | 64.1302 | [5 empty] | 0 | 0 | 32.8758 | -117.2396 | 0.9 | rooftop | 9500 | Gilman Dr | Dept | 89 | LA Jolla | CA | San Diego County | 92093 | US | San Diego Geographic Information Source - JPA
APCD2006-PTO-972342 | Retired | 2009-07-31 | [34W] Registered Engine (Rule 12) | UCSD | Valerie Fanning | 9500 Gilman Dr SIO San Diego, CA | 92093 | I | EMERGENCY ENGINE: CATERPILLAR, MODEL 3208 DIT, DIESEL FIRED, 233 BHP, S/N 5YF01135, DRIVING AN ELECTRIC GENERATOR, LOCATED BIRCH AQUARIUM 5/06 (ALC 972342 11/98) 17CCR93115SJE12/05 | 1 | 0 | 0 | 0 | 1 | Diesel |  | 233 | 173.7481 | [5 empty] | 0 | 0 | 32.8758 | -117.2396 | 0.9 | rooftop | 9500 | Gilman Dr |  |  | LA Jolla | CA | San Diego County | 92093 | US | San Diego Geographic Information Source - JPA
APCD2006-PTO-972344 | Retired | 2009-07-31 | [34W] Registered Engine (Rule 12) | UCSD | Valerie Fanning | 9500 Gilman Dr Dept 0089 San Diego, CA | 92093 | I | EMERGENCY ENGINE: CATERPILLAR, MODEL SRY 3406, DIESEL FIRED, 587 BHP, S/N 4RC01129, DRIVING AN ELECTRIC GENERATOR, LOCATED IN CLINICAL SCIENCES BLDG.(ALC 972344 11/98) 17CCR93115 SJE12/05 | 1 | 0 | 0 | 0 | 1 | Diesel |  | 587 | 437.7259 | [5 empty] | 0 | 0 | 32.8758 | -117.2396 | 0.9 | rooftop | 9500 | Gilman Dr | Dept | 89 | LA Jolla | CA | San Diego County | 92093 | US | San Diego Geographic Information Source - JPA
APCD2006-PTO-972745 | Retired | 2009-07-31 | [34W] Registered Engine (Rule 12) | SCP Horton Owner I LLC DBA Horton Plaza | Darren Amador | 324 Horton Plaza San Diego, CA | 92101 | N | EMERGENCY ENGINE, CLARK GM DIESEL, MODEL MD-41226, S/N 226-4-32191, DIESEL FIRED, 73 BHP, GARAGE LEVEL 2 CARROT. 972745 AFS 25JAN1999 (981640 7/04) 17CCR93115 SJE 05/06 | 1 | 0 | 0 | 0 | 1 | Diesel |  | 73 | 54.4361 | [5 empty] | 0 | 0 | 32.7134 | -117.1624 | 1 | rooftop | 324 | Horton Plz |  |  | San Diego | CA | San Diego County | 92101 | US | Sandoval
APCD2006-PTO-972746 | Retired | 2009-07-31 | [34W] Registered Engine (Rule 12) | SCP Horton Owner I LLC DBA Horton Plaza | Darren Amador | 324 Horton Plaza San Diego, CA | 92101 | N | EMERGENCY ENGINE, CUMMINS MODEL KTA 19-62, S/N 3113502, DIESEL FIRED, 600 BHP. GARAGE LEVEL 2 CARROT. 972746 AFS2 5JAN1999 (981640 7/04) 17CCR93115 SJE01/06 | 1 | 0 | 0 | 0 | 1 | Diesel |  | 600 | 447.42 | [5 empty] | 0 | 0 | 32.7134 | -117.1624 | 1 | rooftop | 324 | Horton Plz |  |  | San Diego | CA | San Diego County | 92101 | US | Sandoval
APCD2006-PTO-972771 | Retired | 2009-07-31 13:43 | [34W] Registered Engine (Rule 12) | UCSD Medical Center Thornton Hospital | Facility Manager | 9300 Campus Point Dr La Jolla, CA | 92037 | I | EMERGENCY ENGINE, CATERPILLAR MODEL D3508, S/N 1ZF0062, DIESEL FIRED, 1456 BHP. 972771AFS25JAN1999 17 CCR 93115SJE12/05 | 1 | 0 | 0 | 0 | 1 | Diesel |  | 1456 | 1085.7392 | [5 empty] | 0 | 0 | 32.8752 | -117.2232 | 1 | rooftop | 9300 | Campus Point Dr |  |  | LA Jolla | CA | San Diego County | 92037 | US | San Diego Geographic Information Source - JPA
APCD2006-PTO-972772 | Retired | 2009-07-31 13:35 | [34W] Registered Engine (Rule 12) | UC San Diego Health System - Thornton | Jason Peterson | 9300 Campus Point Drive La Jolla, CA | 92037 | I | EMERGENCY ENGINE, CATERPILLAR MODEL D3508, S/N 1ZF00623, DIESEL FIRED, 1456 BHP. 972772AFS25JAN1999 17 CCR 93115SJE12/05 | 1 | 0 | 0 | 0 | 1 | Diesel |  | 1456 | 1085.7392 | [5 empty] | 0 | 0 | 32.8752 | -117.2232 | 1 | rooftop | 9300 | Campus Point Dr |  |  | LA Jolla | CA | San Diego County | 92037 | US | San Diego Geographic Information Source - JPA
APCD2006-PTO-972870 | Retired | 2009-07-31 | [34W] Registered Engine (Rule 12) | XO California Inc | Operations Manager | 5761 Copley Dr #150 San Diego, CA | 92111 | M | Emergency Engine, Detroit Diesel Model: 16VF015758, S/N: 8163-7406, 1170 BHP. 982870AFS02MAR1999 17CCR93115SJE11/06 Serial No. Correction Aug-2010 | 1 | 0 | 0 | 0 | 1 | Diesel |  | 1170 | 872.469 | [5 empty] | 0 | 0 | 32.8419 | -117.1693 | 1 | rooftop | 5761 | Copley Dr | Ste | 150 | San Diego | CA | San Diego County | 92111 | US | San Diego Geographic Information Source - JPA
APCD2006-PTO-973264 | Retired | 2009-07-31 12:44 | [34W] Registered Engine (Rule 12) | Royal Property Management Group | Terri Buchwald | 434 F Street Chula Vista, CA | 91910 | Q | EMERGENCY ENGINE GENERATOR: 277 HORSEPOWER CUMMINS DIESEL ENGINE MODEL 150 DGFA, S/N 45823423 WITH 150 KW ON AN GENERATOR. 973264 GDS 5/99 17CCR93115 SJE03/06 | 1 | 0 | 0 | 0 | 1 | Diesel | 150 | 277 | 150 | [5 empty] | 0 | 0 | 32.6396 | -117.0853 | 1 | range_interpolation | 434 | F St |  |  | Chula Vista | CA | San Diego County | 91910 | US | TIGER/LineÂ® dataset from the US Census Bureau
APCD2006-PTO-973287 | Retired | 2009-07-31 | [34W] Registered Engine (Rule 12) | Kilroy Realty LP | Holly Jump | 6200 Greenwich Dr San Diego, Ca | 92122 | H | EMERGENCY ENGINE GENERATOR: 1850 HORSEPOWER DETROIT DIESEL ENGINE MODEL 12V-149TIB, SERIAL NUMBER 612779 WITH A KOHLER MODEL 1250 ROZD-4 GENERATOR, RATED 1250 KW. 973287 GDS 5/99 17CCR93115 SJE06/06 | 1 | 0 | 0 | 0 | 1 | Diesel | 250 | 1850 | 250 | [5 empty] | 0 | 0 | 32.8551 | -117.1857 | 1 | range_interpolation | 6200 | Greenwich Dr |  |  | San Diego | CA | San Diego County | 92122 | US | TIGER/LineÂ® dataset from the US Census Bureau
APCD2006-PTO-973288 | Retired | 2009-07-31 | [34W] Registered Engine (Rule 12) | Kilroy Realty LP | Holly Jump | 6200 Greenwich Dr San Diego, Ca | 92122 | H | EMERGENCY ENGINE GENERATOR: 1850 HORSE POWER DETROIT DIESEL ENGINE MODEL 12V-149TIB, SERIAL NUMBER 612778 PA-132998 WITH A KOHLER MODEL 1250ROZD-4 GENERATOR RATED 1250 KW. 973288 GDS 5/99 17CCR93115 SJE06/06 | 1 | 0 | 0 | 0 | 1 | Diesel | 250 | 1850 | 250 | [5 empty] | 0 | 0 | 32.8551 | -117.1857 | 1 | range_interpolation | 6200 | Greenwich Dr |  |  | San Diego | CA | San Diego County | 92122 | US | TIGER/LineÂ® dataset from the US Census Bureau
APCD2006-PTO-974002 | Retired | 2009-07-31 14:58 | [34H] California Certified Emergency Standby Engine | NK San Diego LLC, A California Limited Liability Co | Alex Aboud | 12220 Scripps Summit Dr San Diego, CA | 92131 | F | INTERNAL COMBUSTION ENGINE. MAKE: CATERPILLAR. MODEL: 3456. SERIAL NO.: CBX00686. BHP RATING: 685 HP. DIESEL FUELED. EQUIPPED WITH TURBOCHARGER AND AFTERCOOLER. DRIVES AN ELECTRICAL EMERGENCY GENERATOR RATED AT 450 KW. EAD 974002 2/17/00 JFT APP982362 NEW ENGINE APR 04 06 | 1 | 0 | 0 | 0 | 1 | Diesel | 450 | 86 | 450 | [5 empty] | 0 | 0 | 32.9401 | -117.1029 | 1 | rooftop | 12220 | Scripps Summit Dr |  |  | San Diego | CA | San Diego County | 92131 | US | San Diego Geographic Information Source - JPA
APCD2006-PTO-974214 | Retired | 2009-07-31 15:40 | [34W] Registered Engine (Rule 12) | SD Co Of Las Colinas PR0072 | Fac Serv D Vaughan | 9000 Cottonwood Av Santee, CA | 92071 | H | EMERGENCY ENGINE GENERATOR, 195 HP CAT DIESEL ENGINE, MODEL 3306 PC, S/N: 66028816. APPL# 974214EFH 12/99 17CCR93115 SJE 11/05 APPL# 984335 SJE 11/06 - HEALTHCARE ATCM AMENDMENT HRA | 1 | 0 | 0 | 0 | 1 | Diesel |  | 195 | 145.4115 | [5 empty] | 0 | 0 | 32.8404 | -116.9736 | 1 | range_interpolation | 9000 | Cottonwood Ave |  |  | Santee | CA | San Diego County | 92071 | US | TIGER/LineÂ® dataset from the US Census Bureau
APCD2006-PTO-974400 | Retired | 2009-07-31 | [34W] Registered Engine (Rule 12) | COLLINS BUSINESS PARK I |  | 3821 CALLE FORTUNADA #D SAN DIEGO, CA | 92123 | J | PERKINS DIESEL ENGINE MODEL 1006TAG, 167 BHP, S/N YD50517*U720067F. 974400 AFS 11JAN2000 (984587 7/06) 17CCR93115 SHE05/06 | 1 | 0 | 0 | 0 | 1 | Diesel |  | 167 | 124.5319 | [5 empty] | 0 | 0 | 32.8123 | -117.1212 | 1 | rooftop | 3821 | Calle Fortunada | Ste | D | San Diego | CA | San Diego County | 92123 | US | San Diego Geographic Information Source - JPA
APCD2006-PTO-974871 | Retired | 2009-07-31 | [34W] Registered Engine (Rule 12) | Tachyon Networks Inc | Director of Operations | 9339 Carroll Park Dr San Diego, CA | 92121 | G | EMERGENCY ENGINE GENERATOR, 298 HP MITSUBISHI DIESEL ENGINE, MODEL 12. 0LS/N 6D24-246646. APPL# 974871 EFH 05/00 17CCR93115 SJE10/05 | 1 | 0 | 0 | 0 | 1 | Diesel |  | 298 | 222.2186 | [5 empty] | 0 | 0 | 32.8879 | -117.1761 | 1 | rooftop | 9339 | Carroll Park Dr |  |  | San Diego | CA | San Diego County | 92121 | US | San Diego Geographic Information Source - JPA
APCD2006-PTO-974926 | Retired | 2009-07-31 | [34W] Registered Engine (Rule 12) | UCSD | Valerie Fanning | 9500 Gilman Dr Dept 0089 San Diego, CA | 92093 | I | JOHN DEERE DIESEL ENGINE MODEL # 4045TF150, S/N T04045T828729, 100 BHP; KOHLER GENERATOR, MODEL # 50REOZJ, S/N 0648427, 50 kW. 974926 AFS 05 MAY 2000. 17CCR93115 SJE12/05 | 1 | 0 | 0 | 0 | 1 | Diesel | 50 | 100 | 50 | [5 empty] | 0 | 0 | 32.8758 | -117.2396 | 0.9 | rooftop | 9500 | Gilman Dr | Dept | 89 | LA Jolla | CA | San Diego County | 92093 | US | San Diego Geographic Information Source - JPA
APCD2006-PTO-975441 | Retired | 2009-07-31 | [34W] Registered Engine (Rule 12) | Tandem Diabetes Care Inc | Kandra Olsen | 11075 Roselle Street San Diego, CA | 92121 | G | EMERGENCY ENGINE: CATERPILLAR, MODEL 3208, DIESEL FIRED, 350 BHP, S/N 5YF00310. (983996 1/06) (975441 ALC 11/00) 17CCR93115 SJE 11/05 | 1 | 0 | 0 | 0 | 1 | Diesel |  | 350 | 260.995 | [5 empty] | 0 | 0 | 32.9061 | -117.2295 | 1 | rooftop | 11075 | Roselle St |  |  | San Diego | CA | San Diego County | 92121 | US | San Diego Geographic Information Source - JPA
APCD2006-PTO-975528 | Retired | 2009-07-31 09:33 | [34W] Registered Engine (Rule 12) | Sweetwater Authority Water District | Dir Of Water Quality | 100 Lakeview Av Spring Valley, CA | 91977 | K | EMERGENCY ENGINE GENERATOR SET: KOMATSU DIESEL ENGINE, MODEL SA6D110, S/N 64204, 180 HP, DRIVING A 120 KW GENERATOR. 9755528 AFS 21SEP2000 ENGINE IS PORTABLE ON SITE PER ATCM. | 1 | 0 | 0 | 0 | 1 | Diesel | 120 | 180 | 120 | [5 empty] | 0 | 0 | 32.6922 | -117.0094 | 1 | range_interpolation | 100 | Lakeview Ave |  |  | Spring Valley | CA | San Diego County | 91977 | US | TIGER/LineÂ® dataset from the US Census Bureau
APCD2006-PTO-975558 | Retired | 2009-07-31 | [34W] Registered Engine (Rule 12) | Childrens Hospital & Health Center | Director of Engineering | 3020 Childrens Wy San Diego, CA | 92123 | J | EMERGENCY DIESEL ENGINE: (JOHN DEERE 6076AF011, S/N RG6076A141451 289HP)GENERATOR: KOHLER MODEL 180R0ZJ71 S/N 269777 975558AFS05OCT2000 17CCR 93115 SJE 01/06, JFT HOSP ENG CONDIT OCT 31 06 | 1 | 0 | 0 | 0 | 1 | Diesel |  | 289 | 215.5073 | [5 empty] | 0 | 0 | 32.7985 | -117.1522 | 1 | rooftop | 3020 | Childrens Way |  |  | San Diego | CA | San Diego County | 92123 | US | San Diego Geographic Information Source - JPA
APCD2006-PTO-975606 | Retired | 2009-07-31 | [34W] Registered Engine (Rule 12) | USN Amphibious Base Coronado | Commanding Officer | Silver Strand Bl Coronado, CA | 92155 | O | EMERGENCY ENGINE: GENERAC POWER SYSTEMS, MODEL 85677, DIESEL FIRED, 96 BHP, S/N W04D-A39935 (975606 ALC 10/00) (CORRECT MODEL AND S/N, ALC 04/04) 17CCR93115 SJE11/06 | 1 | 0 | 0 | 0 | 1 | Diesel |  | 96 | 71.5872 | [5 empty] | 0 | 0 | 32.6596 | -117.1554 | 1 | street_center |  | Silver Strand Blvd |  |  | Coronado | CA | San Diego County | 92118 | US | TIGER/LineÂ® dataset from the US Census Bureau
APCD2006-PTO-975629 | Retired | 2009-07-31 | [34W] Registered Engine (Rule 12) | USN Nav Sta 1 SCE | Commanding Officer | Naval Station San Diego, CA | 92136 | S | CATERPILLAR DIESEL ENGINE, MODEL 3408, S/N: 78Z00427, 450 HP.975629 AFS 25OCT2000 (983366 7/05)(984339 5/06) (977763 3/02) 17CCR93115 SJE12/05 | 1 | 0 | 0 | 0 | 1 | Diesel |  | 450 | 335.565 | [5 empty] | 0 | 0 | 32.8122 | -116.9328 | 0.86 | street_center |  | Navello St |  |  | El Cajon | CA | San Diego County | 92021 | US | TIGER/LineÂ® dataset from the US Census Bureau
APCD2006-PTO-975661 | Retired | 2009-07-31 | [34W] Registered Engine (Rule 12) | California Regional Intranet Inc | Facility Manager | 8913 Complex Dr #C San Diego, CA | 92123 | J | SPECTRUM DETROIT DIESEL MODEL 8V2000, S/N 5312001126, 765 HP.975661AFS26OCT2000 (983568 9/05) 17CCR93115 SJE8/06 | 1 | 0 | 0 | 0 | 1 | Diesel |  | 765 | 570.4605 | [5 empty] | 0 | 0 | 32.83 | -117.1343 | 1 | rooftop | 8913 | Complex Dr | Ste | C | San Diego | CA | San Diego County | 92123 | US | San Diego Geographic Information Source - JPA
APCD2006-PTO-975662 | Retired | 2009-07-31 | [34W] Registered Engine (Rule 12) | California Regional Intranet Inc | Owner Manager | 8913 Complex Dr #C San Diego, CA | 92123 | J | DETROIT DIESEL ENGINE UNIT #06VF220934; ENGINE MODEL NUMBER 80637305. 310 HP, DIESEL FIRED DRIVING KOHLER POWER SYSTEMS MODEL 230ROZD, S/N D6VF220934. 975662AFS26OCT2000 (983568 9/05) 17CCR93115 SJE8/06 | 1 | 0 | 0 | 0 | 1 | Diesel |  | 310 | 231.167 | [5 empty] | 0 | 0 | 32.83 | -117.1343 | 1 | rooftop | 8913 | Complex Dr | Ste | C | San Diego | CA | San Diego County | 92123 | US | San Diego Geographic Information Source - JPA
APCD2006-PTO-975677 | Retired | 2009-07-31 | [34W] Registered Engine (Rule 12) | USN Amphibious Base Coronado | Commanding Officer | Silver Strand Bl Coronado, CA | 92155 | O | EMERGENCY ENGINE GENERATOR, 100 HP JOHN DEERE DIESEL ENGINE MODEL 4039T, S/N CD4039T176026 APPL# 975677 EFH 04/01 17CCR93115 SJE01/06 | 1 | 0 | 0 | 0 | 1 | Diesel |  | 100 | 74.57 | [5 empty] | 0 | 0 | 32.6596 | -117.1554 | 1 | street_center |  | Silver Strand Blvd |  |  | Coronado | CA | San Diego County | 92118 | US | TIGER/LineÂ® dataset from the US Census Bureau
APCD2006-PTO-975759 | Retired | 2009-07-31 | [34W] Registered Engine (Rule 12) | Mountain Empire Unified School District | Gerry Augustyn | 957 Forest Gate Rd Campo, CA | 91906 | R | EMERGENCY ENGINE: DETROIT DIESEL, MODEL NO. 8V2000G81, DIESEL FIRED, 765 BHP, S/N 5312000811, DRIVING AN ELECTRIC GENERATOR. (975759 ALC 12/00) 17CCR93115 SJE12/05 | 1 | 0 | 0 | 0 | 1 | Diesel |  | 765 | 570.4605 | [5 empty] | 0 | 0 | 32.6042 | -116.467 | 1 | rooftop | 957 | Forest Gate Rd |  |  | Campo | CA | San Diego County | 91906 | US | San Diego Geographic Information Source - JPA
APCD2006-PTO-975929 | Retired | 2009-07-31 | [34W] Registered Engine (Rule 12) | Deutsch ECD | Greg Brady | 250 Eddie Jones Wy Oceanside, CA | 92054 | C | GM DETROIT DIESEL MODEL 10437305, S/N 4A0229519, 150 HP, DIESEL FIRED. 975929 AFS 18 JAN200 117CCR93115 SJE 10/05 | 1 | 0 | 0 | 0 | 1 | Diesel |  | 150 | 111.855 | [5 empty] | 0 | 0 | 33.2193 | -117.3534 | 1 | rooftop | 250 | Eddie Jones Way |  |  | Oceanside | CA | San Diego County | 92058 | US | San Diego Geographic Information Source - JPA
APCD2006-PTO-975930 | Retired | 2009-07-31 | [34W] Registered Engine (Rule 12) | Deutsch ECD | Greg Brady | 250 Eddie Jones Wy Oceanside, CA | 92054 | C | GM DETROIT DIESEL MODEL 10437305, S/N 4A0227785, 150 HP, DIESEL FIRED. RULE 11 CHANGE (11/15/00) 975930 AFS 16JAN2000 117CCR93115 SJE 10/05 | 1 | 0 | 0 | 0 | 1 | Diesel |  | 150 | 111.855 | [5 empty] | 0 | 0 | 33.2193 | -117.3534 | 1 | rooftop | 250 | Eddie Jones Way |  |  | Oceanside | CA | San Diego County | 92058 | US | San Diego Geographic Information Source - JPA
APCD2006-PTO-976415 | Retired | 2009-07-31 | [34H] California Certified Emergency Standby Engine | UCSD | General Manager | 9500 Gilman Dr Dept 0089 San Diego, CA | 92093 | I | EMERGENCY STANDBY ENGINE: JOHN DEERE DIESEL ENGINE, MODEL 6081A, S/N RG6081A129346, 347 BHP, EPA TIER 1 CERTIFIED OF ENGINE FAMILY NUMBER YDJXL08.1008, EQUIPPED WITH TURBOCHARGER, AFTERCOOLER, DRIVING A 300 KW GENERATOR. (976415-CCN-10/01) 17CCR93115SJE12/05 | 1 | 0 | 0 | 0 | 1 | Diesel | 300 | 347 | 300 | 2021-06-24 | 296.30 | 2022-07-25 | 0.00 | -296.3 | -88890 | -80.747 | 32.8758 | -117.2396 | 0.9 | rooftop | 9500 | Gilman Dr | Dept | 89 | LA Jolla | CA | San Diego County | 92093 | US | San Diego Geographic Information Source - JPA
APCD2006-PTO-976581 | Retired | 2009-07-31 | [34H] California Certified Emergency Standby Engine | BMR Eastgate Mall LP | Dan Krachon | 4575 Eastgate Mall San Diego, CA | 92121 | G | EMERGENCY STANDBY ENGINE: JOHN DEERE DIESEL ENGINE, MODEL 6081AF001, S/N 0705115, 347 BHP, EPA TIER 1 CERTIFIED OF ENGINE FAMILY NUMBER YJDXL08.1008, EQUIPPED WITH TURBO CHARGER, AFTER COOLER, DRIVING A 205 KW GENERATOR. (976581-CCN-6/02) 17CCR93115 SJE10/05 | 1 | 0 | 0 | 0 | 1 | Diesel | 205 | 347 | 205 | [5 empty] | 0 | 0 | 32.8788 | -117.2085 | 1 | rooftop | 4575 | Eastgate Mall |  |  | San Diego | CA | San Diego County | 92121 | US | San Diego Geographic Information Source - JPA
APCD2006-PTO-976765 | Retired | 2009-07-31 10:47 | [34C] Emergency Standby Engine | SYG Venture A General Partnership | Facility Manager | 5715 Camino Camiones Wy San Ysidro, CA | 92173 | O | EMERGENCY STANDBY ENGINE: PERKINS DIESEL ENGINE, MODEL 1004-40TW,S/N AHU988604H, RATED AT 117 BHP, EPA TIER 1 CERTIFIED OF ENGINE FAMILY NUMBER 1PKXL03.9AK1, DRIVING A 60 KW GENERATOR. (976765-CCN-8/02) 17CCR93115 SJE11/05 | 1 | 0 | 0 | 0 | 1 | Diesel | 60 | 117 | 60 | [5 empty] | 0 | 0 | 38.7455 | -120.6931 | 0.5 | place |  |  |  |  | Camino | CA | El Dorado County | 95709 | US | TIGER/LineÂ® dataset from the US Census Bureau
APCD2006-PTO-976824 | Retired | 2009-07-31 08:18 | [34C] Emergency Standby Engine | SCRIPPS RESEARCH INSTITUTE |  | 3215 MERRYFIELD RW SAN DIEGO, CA | 92121 | G | EMERGENCY STANDBY ENGINE: CATERPILLAR DIESEL ENGINE, MODEL 3412C, S/N: BPG00315 749 BHP, EPA TIER 1 CERTIFIED OF ENGINE FAMILY NUMBER 1CPXL27.0MRH, EQUIPPED WITH TURBOCHARGER, AFTERCOOLER, DRIVING A 500 KW GENERATOR. (976824-CCN-1/02) 17CCR93115 SJE 02/06 | 1 | 0 | 0 | 0 | 1 | Diesel | 500 | 749 | 500 | [5 empty] | 0 | 0 | 32.8998 | -117.2363 | 1 | rooftop | 3215 | Merryfield Row |  |  | San Diego | CA | San Diego County | 92121 | US | San Diego Geographic Information Source - JPA
APCD2006-PTO-977032 | Retired | 2009-07-31 21:39 | [34W] Registered Engine (Rule 12) | American Specialty Health | Manager Owner | 777 Front St San Diego, CA | 92101 | N | EMERGENCY STANDBY ENGINE: DETROIT DIESEL MODEL 80637405, S/N 06VF186770,316 HP, 2 CYCLE, TURBOCHARGED, AFTERCOOLED, INSTALLED JULY, 1991, DIESELFIRED. 977032AFS24SEP200117CCR93115SJE01/06 | 1 | 0 | 0 | 0 | 1 | Diesel |  | 316 | 235.6412 | [5 empty] | 0 | 0 | 32.713 | -117.1643 | 1 | rooftop | 777 | Front St |  |  | San Diego | CA | San Diego County | 92101 | US | San Diego Geographic Information Source - JPA
APCD2006-PTO-981073 | Retired | 2009-07-31 10:11 | [34W] Registered Engine (Rule 12) | Ca St of Dept of Forestry-Puerta La Cruz Conservation Camp | Owner Manager | 32363 Hy 79 Warner Springs, CA | 92086 | B | EMERGENCY STANDBY ENGINE: 130 BHP MODEL MEP007A JOHN DEERE DIESEL FIREDENGINE, S/N U7001407000, DRIVING AN EMERGENCY GENERATOR.981073 EAD 1/18/05 17CCR93115 SJE10\05 | 1 | 0 | 0 | 0 | 1 | Diesel |  | 130 | 96.941 | [5 empty] | 0 | 0 | 33.2823 | -116.6336 | 0.5 | place |  |  |  |  | Warner Springs | CA | San Diego County | 92086 | US | TIGER/LineÂ® dataset from the US Census Bureau
APCD2006-PTO-981414 | Retired | 2009-07-31 | [34C] Emergency Standby Engine | General Atomics Aeronautical Sys Inc (GA-ASI) | Rick Asher | 14107 Stowe Dr Poway, CA | 92064 | F | EMERGENCY STANDBY ENGINE: 1502 BHP CATERPILLAR MODEL 3508 B DIESEL FIRED ENGINE WITH TURBOCHARING AND AFTERCOOLING, S/N 1FZ0081, DRIVING A 1000 KW GENERATOR. EPA# XCPXL06.6MRB.981414 7/10/06 EAD | 1 | 0 | 0 | 0 | 1 | Diesel | 1000 | 502 | 1000 | [5 empty] | 0 | 0 | 32.9363 | -117.0306 | 1 | rooftop | 14107 | Stowe Dr |  |  | Poway | CA | San Diego County | 92064 | US | San Diego Geographic Information Source - JPA
APCD2006-PTO-981540 | Retired | 2009-07-31 | [34H] California Certified Emergency Standby Engine | Reynolds Communities | General Manager | 4655 Del Sol Bl San Diego, CA | 92154 | S | EMERGENCY STANDBY ENGINE: -JOHN DEERE DIESEL ENGINE -MODEL 6081AF001, -S/NRC6081A154970 RATED AT 347 BHP, MODEL YEAR 2002, EPA TIER 1 CERTIFIED OF ENGINE FAMILY NUMBER 2JDXL08.1008, TURBOCHARGED, AFTERCOOLED, DRIVING A200 KW GENERATOR. (981540-CCN-12/05) | 1 | 0 | 0 | 0 | 1 | Diesel | 200 | 347 | 200 | [5 empty] | 0 | 0 | 32.5704 | -117.0344 | 1 | rooftop | 4655 | Del Sol Blvd |  |  | San Diego | CA | San Diego County | 92154 | US | San Diego Geographic Information Source - JPA
APCD2006-PTO-981648 | Retired | 2009-07-31 | [34W] Registered Engine (Rule 12) | The Home Depot | Store Mgr | 5920 Fairmount Ave San Diego, CA | 92120 | J | Emergency engine: John Deere, model 4039TF004, 102 bhp, diesel fired, S/N 4039T352261, driving an electric generator. (981648 ALC 10/04) 17CCR93115 SJE12/05 | 1 | 0 | 0 | 0 | 1 | Diesel |  | 102 | 76.0614 | [5 empty] | 0 | 0 | 32.7829 | -117.1025 | 1 | rooftop | 5920 | Fairmount Ave |  |  | San Diego | CA | San Diego County | 92120 | US | San Diego Geographic Information Source - JPA
APCD2006-PTO-981691 | Retired | 2009-07-31 | [34H] California Certified Emergency Standby Engine | Anacomp Inc | Owner Manager | 15378 Avenue of Science San Diego, CA | 92128 | F | EMERGENCY STANDBY ENGINE: 685 BHP DETROIT DIESEL MODEL 8V2000G80 / R083-8K36 ENGINE, S/N 0792083, WITH TURBOCHARGING AND INNERCOOLING, DRIVING A 450 KW GENERATOR. CARB # U-R-007-0088; EPA # DDX-NR8-04-01.981691 EAD 8/31/06 | 1 | 0 | 0 | 0 | 1 | Diesel | 450 | 685 | 450 | [5 empty] | 0 | 0 | 32.9949 | -117.082 | 1 | rooftop | 15378 | Ave Of Science |  |  | San Diego | CA | San Diego County | 92128 | US | San Diego Geographic Information Source - JPA
APCD2006-PTO-981795 | Retired | 2009-07-31 09:13 | [34W] Registered Engine (Rule 12) | US Dept of Justice Fed Bureau of Prisons SDMCC | Facility Manager | 808 Union St San Diego, CA | 92101 | N | EMERGENCY ENGINE GENERATOR, 1197 CUBIC INCHES WAUKESHA MODEL WAKC-F-1197-G ENGINE, S/N 200739, NATURAL GAS FIRED. APPL # 981795 EFH 07/05 | 0 | 0 | 1 | 0 | 1 | Natural Gas |  | Unknown | Unknown | [5 empty] | #VALUE! | 0 | 32.7139 | -117.1662 | 1 | rooftop | 808 | Union St |  |  | San Diego | CA | San Diego County | 92101 | US | San Diego Geographic Information Source - JPA
APCD2006-PTO-981811 | Retired | 2009-07-31 08:52 | [34C] Emergency Standby Engine | USMC MCAS Miramar | General Manager | USMC Miramar San Diego, CA | 92145 | H | EMERGENCY STANDBY ENGINE: 166 BHP CUMMINS MODEL 6BT-5.9 DIESEL FIRED ENGINE WITH TURBOCHARGING, S/N: 44429461, DRIVING A 100 KW GENERATOR. 981811 EAD 03/06/06 | 1 | 0 | 0 | 0 | 1 | Diesel | 100 | 166 | 100 | [5 empty] | 0 | 0 | 32.8795 | -117.1612 | 1 | street_center |  | Miramar Rd |  |  | San Diego | CA | San Diego County | 92121 | US | TIGER/LineÂ® dataset from the US Census Bureau
APCD2006-PTO-981906 | Retired | 2009-07-31 | [34H] California Certified Emergency Standby Engine | Teamwork Athletic Apparel | General Services | 1248 Los Vallecitos Blvd San Marcos, CA | 92069 | B | INTERNAL COMBUSTION ENGINE. MAKE: AB VOLVO PENTA. MODEL: TAD1031GE. SERIAL NO.: 2160330931. YEAR OF MANUFACTURE: 2004. BHP RATING: 394 HP. DIESEL FUELED. DRIVES AN ELECTRICAL EMERGENCY GENERATOR. JFT NEW AUG 25 05 | 1 | 0 | 0 | 0 | 1 | Diesel |  | 394 | 293.8058 | [5 empty] | 0 | 0 | 33.144 | -117.1898 | 1 | rooftop | 1248 | Los Vallecitos Blvd |  |  | San Marcos | CA | San Diego County | 92069 | US | San Diego Geographic Information Source - JPA
APCD2006-PTO-981969 | Retired | 2009-07-31 14:49 | [34W] Registered Engine (Rule 12) | American Tower Corp | General Manager | Mt Woodson Ramona, CA | 92065 | F | EMERGENCY STANDBY ENGINE: WINCO PROPANE ENGINE, MODEL 400, S/N 39014, RATED87 BHP.( APP 981969, ED, MARCH 2006) | 0 | 0 | 0 | 1 | 1 | Propane |  | 87 | 64.8759 | [5 empty] | 0 | 0 | 33.0045 | -116.9585 | 1 | street_center |  | Mt Woodson Rd |  |  | Ramona | CA | San Diego County | 92065 | US | TIGER/LineÂ® dataset from the US Census Bureau
APCD2006-PTO-981975 | Retired | 2009-07-31 08:59 | [34C] Emergency Standby Engine | Haggen Opco South LLC dba Haggen #2193 | Nick Minutelli | 505 Telegraph Canyon Rd Chula Vista, CA | 91910 | Q | EMERGENCY STANDBY ENGINE: 60 BHP GENERAL MOTORS MODEL 5.7L NATURAL GAS FIRED ENGINE, KATOLIGHT MODEL L45FPG4 GENERATOR SET. THE ENGINE IS EQUIPPED, WITH DUAL CURVE DIGTIAL FUEL CONTROLLER PN# 5952 AND NOLFF'S MODEL N-CA 300A FUEL MIXER, CONTROLLED WITH A MIRATECH MODEL MN-08-03-D2 NSCR /3-WAY CATALYST. S/N LM642767725812. 981975 EAD 8/2/06 | 0 | 0 | 1 | 0 | 1 | Natural Gas |  | 60 | 44.742 | [5 empty] | 0 | 0 | 32.6295 | -117.0408 | 1 | rooftop | 505 | Telegraph Canyon Rd |  |  | Chula Vista | CA | San Diego County | 91910 | US | San Diego Geographic Information Source - JPA
APCD2006-PTO-981986 | Retired | 2009-07-31 09:32 | [34C] Emergency Standby Engine | Vons #2366 | Facility Manager | 12419 Woodside Av Lakeside, CA | 92040 | H | EMERGENCY GENERATOR: ONE (1) 60 BHP GENERAL MOTORS MODEL 5.7 L NATURAL GAS FIRED ENGINE, S/N LM645622725862 WITH DUAL CURVE DIGITIAL AIR TO FUEL RATIO CONTROLLER WITH OXYGEN SENSOR SYSTEM AND MIRATECH 3-WAY OXIDATION CATALYST/NSCR, MODEL MN-08-03-D2, FOR NOX, CO, AND VOC CONTROL, DRIVING A 45 KW GENERATOR, MODEL 145FPG4.981986 EAD 8/2/2006 | 0 | 0 | 1 | 0 | 1 | Natural Gas | 45 | 60 | 45 | [5 empty] | 0 | 0 | 32.856 | -116.9243 | 1 | rooftop | 12419 | Woodside Ave |  |  | Lakeside | CA | San Diego County | 92040 | US | San Diego Geographic Information Source - JPA
APCD2006-PTO-981988 | Retired | 2009-07-31 11:16 | [34C] Emergency Standby Engine | Vons #2351 | Store Manager | 453 Santa Fe Dr Encinitas, CA | 92024 | E | EMERGENCY BACKUP GENERATOR: ONE (1) 53 BHP GENERAC POWER SYSTEMS MODEL SG045/ 1612060100 GENERATOR UTILIZING A NATURAL GAS FIRED GENERAC MODEL 3.9 GN ENGINE WITH AIR TO FUEL RATIO CONTROLLER AND 3-WAY CATALYST /NSCR SYSTEM, DRIVING A 40 KW GENERATOR. S/N 2063435.981988 EAD 8/2/06 | 0 | 0 | 1 | 0 | 1 | Natural Gas | 40 | 53 | 40 | [5 empty] | 0 | 0 | 33.0348 | -117.2826 | 1 | rooftop | 453 | Santa Fe Dr |  |  | Encinitas | CA | San Diego County | 92024 | US | San Diego Geographic Information Source - JPA
APCD2006-PTO-981989 | Retired | 2009-07-31 | [34C] Emergency Standby Engine | Vons #2367 | Facility Manager | 950 Second St N El Cajon, CA | 92021 | L | EMERGENCY STANDBY GENERATOR: 60 BHP GENERAL MOTORS MODEL 5.7L NATURAL GAS FIRED ENGINE, KATOLIGHT MODEL L45FPG4 GENERATOR SET. THE ENGINE IS EQUIPPED WITH DUAL CURVE DIGITAL FUEL CONTROLLER PN# 5952 AND NOLFF'S MODEL N-CA 300A FUEL MIXER, CONTROLLED WITH A MIRATECH MODEL MN-08-03-D2 NSCR / 3-WAY CATALYST. S/N LM64542572586004. 981989 EAD 8/9/06 | 0 | 0 | 1 | 0 | 1 | Natural Gas |  | 60 | 44.742 | 2021-06-22 | 0.00 | 2021-06-22 | 0.00 | 0 | 0 | 0 | 32.8083 | -116.9369 | 0.9 | rooftop | 950 | N 2nd St |  |  | El Cajon | CA | San Diego County | 92021 | US | San Diego Geographic Information Source - JPA
APCD2006-PTO-982111 | Retired | 2009-07-31 | [34W] Registered Engine (Rule 12) | City of San Diego-Public Utilities Department | Salvador Coria | 21077 Lyons Valley Road Alpine, CA | 91901 | H | INTERNAL COMBUSTION ENGINE. MAKE: DETROIT DIESEL. MODEL DDFP04AT 7004. SERIAL NO.: 4A-272192. BHP RATING: 188 HP. DIESEL FUELED. EQUIPPED WITH A TURBOCHARGER. ENGINE DRIVES A FIRE PUMP. JFTNEWDEC2304 17CCR93115 SJE11/06 | 1 | 0 | 0 | 0 | 1 | Diesel |  | 92 | 68.6044 | [5 empty] | 0 | 0 | 32.7198 | -116.6805 | 1 | rooftop | 21077 | Lyons Valley Rd |  |  | Alpine | CA | San Diego County | 91901 | US | San Diego Geographic Information Source - JPA
APCD2006-PTO-982295 | Retired | 2009-07-31 | [34W] Registered Engine (Rule 12) | Costco Gasoline Facility #403 | Warehouse Manager | 101 Town Center Parkway Santee, CA | 92071 | H | EMERGENCY STANDBY ENGINE: JOHN DEER DIESEL ENGINE, MODEL 6059TF001, S/N 6059T416824, RATED AT 150 BHP. (APP #982295, ED, MARCH 10,2006) | 1 | 0 | 0 | 0 | 1 | Diesel |  | 150 | 111.855 | [5 empty] | 0 | 0 | 32.842 | -116.9875 | 1 | rooftop | 101 | Town Center Pkwy |  |  | Santee | CA | San Diego County | 92071 | US | Sandoval
APCD2006-PTO-982491 | Retired | 2009-07-31 | [34W] Registered Engine (Rule 12) | Macys Horton Plaza | Stephanie Adamson | 160 Horton Plaza Wy San Diego, CA | 92101 | N | EMERGENCY STANDBY ENGINE: CUMMINS DIESEL ENGINE, MODEL 6BT-5.9, S/N 44121947, RATED AT 100 BHP, DRIVING A GENERATOR. (982491-CCN-2/05) 17CCR93115 SJE06/06 | 1 | 0 | 0 | 0 | 1 | Diesel |  | 100 | 74.57 | [5 empty] | 0 | 0 | 32.7135 | -117.1626 | 1 | rooftop | 160 | Horton Plz |  |  | San Diego | CA | San Diego County | 92101 | US | Sandoval
APCD2006-PTO-982497 | Retired | 2009-07-31 | [34W] Registered Engine (Rule 12) | MACYS #158 |  | 1555 CAMINO DE LA REINA SAN DIEGO, CA | 92108 | M | EMERGENCY STANDBY ENGINE: FORD DIESEL ENGINE, MODEL 254DF-60075A-SO-30F, S/N 937206-E-7-HA, RATED AT 100 BHP, DRIVING A GENERATOR. (982497-CCN-4/06) | 1 | 0 | 0 | 0 | 1 | Diesel |  | 100 | 74.57 | [5 empty] | 0 | 0 | 32.7698 | -117.1491 | 1 | rooftop | 1555 | Camino De La Reina |  |  | San Diego | CA | San Diego County | 92108 | US | San Diego Geographic Information Source - JPA
APCD2006-PTO-982543 | Retired | 2009-07-31 | [34W] Registered Engine (Rule 12) | The Scripps Research Institute |  | 3030 Science Park Drive San Diego, CA | 92121 | G | EMERGENCY ENGINE GENERATOR, 250 HP TURBOCHARGED, AFTERCOOLED JOHN DEERE DIESEL ENGINE S/N RG 6076A 184125, KOHLER MODEL 150R0ZJ 150 KW GENERATOR. APPL# 982543 EFH 12/05 | 1 | 0 | 0 | 0 | 1 | Diesel | 150 | 250 | 150 | [5 empty] | 0 | 0 | 32.903 | -117.2398 | 1 | rooftop | 3030 | Science Park Rd |  |  | San Diego | CA | San Diego County | 92121 | US | San Diego Geographic Information Source - JPA
APCD2006-PTO-982565 | Retired | 2009-07-31 | [34C] Emergency Standby Engine | Sears Roebuck & Co Unit #1678 | Operations Mgr | 2561 El Camino Real Carlsbad, CA | 92008 | C | ONE (1) EMERGENCY ENGINE GENERATOR, GENERAL MOTORS ENGINE, MODEL INDUSTRIAL VORTEC 4.3 L S/N 4.3L-15330, NATURAL GAS FIRED, DRIVING A 50 KW GENERATOR. APPL# 982565 EFH 09/06 | 0 | 0 | 1 | 0 | 1 | Natural Gas | 50 | Unknown | 50 | [5 empty] | 0 | 0 | 33.1786 | -117.3338 | 1 | rooftop | 2561 | El Camino Real |  |  | Carlsbad | CA | San Diego County | 92008 | US | San Diego Geographic Information Source - JPA
APCD2006-PTO-982588 | Retired | 2009-07-31 13:08 | [34H] California Certified Emergency Standby Engine | Beech Street Inc. | Shaun Schmidt | 1455 1st Ave San Diego, CA | 92101 | N | EMERGENCY DIESEL ENGINE: CUMMINS KTA50-G9, 2220 BHP, S/N: 33159721, TURBOCHARGED, AFTERCOOLED, CARB CERT# U-R-00200176, EPA CERT# CEX-NR9-03-21, DRIVING A 1250 KW GENERATOR. (TWO IDENTICAL UNITS OTHER IS PO 982589) 982588-SJE-03/14/06 | 1 | 0 | 0 | 0 | 1 | Diesel | 250 | 2220 | 250 | [5 empty] | 0 | 0 | 32.7207 | -117.1634 | 1 | rooftop | 1455 | 1st Ave |  |  | San Diego | CA | San Diego County | 92101 | US | San Diego Geographic Information Source - JPA
APCD2006-PTO-982589 | Retired | 2009-07-31 13:30 | [34H] California Certified Emergency Standby Engine | Beech Street Inc. | Shaun Schmidt | 1455 1st Ave San Diego, CA | 92101 | N | EMERGENCY DIESEL ENGINE: CUMMINS KTA50-G9, 2220 BHP, S/N: 33159726, TURBOCHARGED, AFTERCOOLED, CARB CERT# U-R-00200176, EPA CERT# CEX-NR9-03-21, DRIVING A 1250 KW GENERATOR. (TWO IDENTICAL OTHER IS PO 982588) 982589-SJE-03/14/06 | 1 | 0 | 0 | 0 | 1 | Diesel | 250 | 2220 | 250 | [5 empty] | 0 | 0 | 32.7207 | -117.1634 | 1 | rooftop | 1455 | 1st Ave |  |  | San Diego | CA | San Diego County | 92101 | US | San Diego Geographic Information Source - JPA
APCD2006-PTO-982628 | Retired | 2009-07-31 | [34W] Registered Engine (Rule 12) | TPD Del Dios LLC (Vista Del Lago) | Lorii Sutton | 1817 Avenida Del Diablo Escondido, CA | 92029 | D | EMERGENCY DIESEL ENGINE: CUMMINS MODEL NTA-495-G1, S/N: 25146669, 213 HP, DRIVING A GENERATOR. 982628-SJE-4/06 | 1 | 0 | 0 | 0 | 1 | Diesel |  | 213 | 158.8341 | [5 empty] | 0 | 0 | 33.1026 | -117.1049 | 1 | rooftop | 1817 | Avenida Del Diablo |  |  | Escondido | CA | San Diego County | 92029 | US | San Diego Geographic Information Source - JPA
APCD2006-PTO-982652 | Retired | 2009-07-31 15:14 | [34C] Emergency Standby Engine | County of San Diego Sheriffs Dept | Facility Manager | 13640 HY 79 Julian, CA | 92036 | D | EMERGENCY STANDBY ENGINE: GENERAL MOTORS ENGINE, FUELED WITH PROPANE GAS, MODEL INDUSTRIAL POWERTRAIN VORTEC 4.3 LITER, S/N 4.3L22401, RATED AT 75 BHP, DRIVING A 56 KW GENERATOR. (982652-CCN-10/05) | 0 | 0 | 0 | 1 | 1 | Propane | 56 | 75 | 56 | [5 empty] | 0 | 0 | 33.0735 | -116.589 | 0.5 | place |  |  |  |  | Julian | CA | San Diego County | 92036 | US | TIGER/LineÂ® dataset from the US Census Bureau
APCD2006-PTO-982656 | Retired | 2009-07-31 | [34W] Registered Engine (Rule 12) | City Of Carlsbad, Home Plant Lift Station | General Manager | 2359 Carlsbad Blvd Carlsbad, CA | 92008 | C | EMERGENCY DIESEL ENGINE: JOHN DEERE MODEL 4039T 4-CYCLE, S/N: T04039T369894, 102 HP, TURBOCHARGED, DRIVING A 60 KW GENERATOR. 982656-SJE-4/06 | 1 | 0 | 0 | 0 | 1 | Diesel | 60 | 102 | 60 | [5 empty] | 0 | 0 | 33.1666 | -117.3552 | 1 | range_interpolation | 2359 | Carlsbad Blvd |  |  | Carlsbad | CA | San Diego County | 92008 | US | TIGER/LineÂ® dataset from the US Census Bureau
APCD2006-PTO-982702 | Retired | 2009-07-31 09:06 | [34W] Registered Engine (Rule 12) | Hitachi Data Systems | Chris Miller | 10277 Scripps Ranch Bl San Diego, CA | 92131 | F | EMERGENCY ENGINE GENERATOR, 125 HP PERKINS DIESEL ENGINE, MODEL 1796 / 1500; S/N: AB 50498*U3750F*APPL# 982702 EFH 07/05 | 1 | 0 | 0 | 0 | 1 | Diesel |  | 125 | 93.2125 | [5 empty] | 0 | 0 | 32.9081 | -117.109 | 1 | rooftop | 10277 | Scripps Ranch Blvd |  |  | San Diego | CA | San Diego County | 92131 | US | San Diego Geographic Information Source - JPA
APCD2006-PTO-982768 | Retired | 2009-07-31 | [34W] Registered Engine (Rule 12) | Macy's | Dir Maint Facilities | 280 Rancho Parkway E Escondido, CA | 92025 | D | EMERGENCY DIESEL ENGINE: ONAN MODEL L634D-I/10144B, S/N: I843836286, APPROX 69 HP, DRIVING A 51 KW GENERATOR. 982768-SJE-4/06 | 1 | 0 | 0 | 0 | 1 | Diesel | 51 | 69 | 51 | [5 empty] | 0 | 0 | 32.5918 | -117.0382 | 0.86 | nearest_rooftop_match | 279 | Rancho Dr |  |  | Chula Vista | CA | San Diego County | 91911 | US | San Diego Geographic Information Source - JPA
APCD2006-PTO-982769 | Retired | 2009-07-31 | [34W] Registered Engine (Rule 12) | Macy's | General Manager | 280 Rancho Parkway E Escondido, CA | 92025 | D | EMERGENCY ENGINE GENERATOR, 134 HP CUMMINS DIESEL ENGINE, MODEL 6BT-5.9, S/N: 44140210. APPL# 982769 EFH 03/05 17 CCR 93 115 SJE 12/05 | 1 | 0 | 0 | 0 | 1 | Diesel |  | 134 | 99.9238 | [5 empty] | 0 | 0 | 32.5918 | -117.0382 | 0.86 | nearest_rooftop_match | 279 | Rancho Dr |  |  | Chula Vista | CA | San Diego County | 91911 | US | San Diego Geographic Information Source - JPA
APCD2006-PTO-982812 | Retired | 2009-07-31 | [34H] California Certified Emergency Standby Engine | University of California San Diego | Valerie Fanning | UC San Diego - SIO Bldg D,9500 Gilman Drive La Jolla, CA | 92093 | I | INTERNAL COMBUSTION ENGINE. MAKE: JOHN DEERE. MODEL: 6081TF001. SERIAL NO.: RG6081T150868. DIESEL FUELED. BHP RATING: 211 HP. EQUIPPED WITH A TURBO-CHARGER. DRIVES AN ELECTRICAL EMERGENCY GENERATOR RATED AT 175 KW. JFT NEW DEC 16 05 | 1 | 0 | 0 | 0 | 1 | Diesel | 175 | 211 | 175 | [5 empty] | 0 | 0 | 32.8758 | -117.2396 | 1 | rooftop | 9500 | Gilman Dr |  |  | LA Jolla | CA | San Diego County | 92093 | US | San Diego Geographic Information Source - JPA
APCD2006-PTO-982822 | Retired | 2009-07-31 | [34W] Registered Engine (Rule 12) | Remington Club The | General Manager | 16916 Hierba Dr San Diego, CA | 92128 | F | EMERGENCY ENGINE GENERATOR, 86 HORSEPOWER CUMMINS DIESEL ENGINE, MODEL 4BT-3.9 S/N: 44335251. APPL# 982822 EFH 07/05 | 1 | 0 | 0 | 0 | 1 | Diesel |  | 86 | 64.1302 | 2022-03-04 | 648.30 | 2022-03-04 | 649.30 | 1 | 64.1302 | 0.058255 | 33.0223 | -117.0725 | 1 | rooftop | 16916 | Hierba Dr |  |  | San Diego | CA | San Diego County | 92128 | US | San Diego Geographic Information Source - JPA
APCD2006-PTO-982876 | Retired | 2009-07-31 | [34W] Registered Engine (Rule 12) | Hi-Favor Broadcasting LLC | Facility Manager | 10635 Braverman Dr Santee, Ca | 92071 | H | EMERGENCY DIESEL ENGINE: WHITE/HERCULES MODEL D4800X145, S/N: 4008836, 115 HP, TURBOCHARGED, DRIVING A 75 KW GENERATOR (KOHLER 75RH0Z81). 982876-SJE-4/06 | 1 | 0 | 0 | 0 | 1 | Diesel | 75 | 115 | 75 | [5 empty] | 0 | 0 | 32.8521 | -116.9639 | 1 | range_interpolation | 10635 | Braverman Dr |  |  | Santee | CA | San Diego County | 92071 | US | TIGER/LineÂ® dataset from the US Census Bureau
APCD2006-PTO-983236 | Retired | 2009-07-31 21:39 | [34W] Registered Engine (Rule 12) | American Internet Services | Karen Poirer | 9725 Scranton Rd San Diego, Ca | 92121 | G | EMERGENCY ENGINE GENERATOR, 2874 HP CATERPILLAR DIESEL ENGINE MODEL 3516BSN 6HN00820.APPL# 983236 EFH 0905 | 1 | 0 | 0 | 0 | 1 | Diesel |  | 2874 | 2143.1418 | [5 empty] | 0 | 0 | 32.8973 | -117.2011 | 1 | rooftop | 9725 | Scranton Rd |  |  | San Diego | CA | San Diego County | 92121 | US | San Diego Geographic Information Source - JPA
APCD2006-PTO-983268 | Retired | 2009-07-31 09:34 | [34W] Registered Engine (Rule 12) | 939 Coast Management Assoc | Facility Manager | 939 Coast Bl San Diego, CA | 92037 | I | EMERGENCY ENGINE GENERATOR, 80 HP FORD NATURAL GAS ENGINE MODEL 30EK-4R813A S/N 096806116786. APPL# 983544 EFH 12/05 | 0 | 0 | 1 | 0 | 1 | Natural Gas |  | 80 | 59.656 | [5 empty] | 0 | 0 | 32.8482 | -117.2759 | 0.9 | rooftop | 939 | Coast Blvd |  |  | LA Jolla | CA | San Diego County | 92037 | US | San Diego Geographic Information Source - JPA
APCD2006-PTO-983340 | Retired | 2009-07-31 | [34W] Registered Engine (Rule 12) | SPORTS AUTHORITY |  | 390 H ST E CHULA VISTA, CA | 91910 | Q | EMERGENCY ENGINE GENERATOR, 140 HP CUMMINS DIESEL ENGINE, MODEL 6BT5.9-G2, S/N 45151438. APPL# 983340 EFH 0805 | 1 | 0 | 0 | 0 | 1 | Diesel |  | 140 | 104.398 | [5 empty] | 0 | 0 | 32.6332 | -117.0807 | 1 | range_interpolation | 390 | H St |  |  | Chula Vista | CA | San Diego County | 91910 | US | TIGER/LineÂ® dataset from the US Census Bureau
APCD2006-PTO-983341 | Retired | 2009-07-31 | [34W] Registered Engine (Rule 12) | SPORTS AUTHORITY - Escondido |  | 1352 W. Valley Parkway Escondido, CA | 92029 | D | EMERGENCY ENGINE GENERATOR, 56 HP ONAN DIESEL ENGINE MODEL 40DGCA, S/N 44985193. APPL# 983341 EFH 0905 | 1 | 0 | 0 | 0 | 1 | Diesel |  | 56 | 41.7592 | [5 empty] | 0 | 0 | 33.1127 | -117.1037 | 1 | rooftop | 1352 | W Valley Pkwy |  |  | Escondido | CA | San Diego County | 92029 | US | San Diego Geographic Information Source - JPA
APCD2006-PTO-983343 | Retired | 2009-07-31 | [34W] Registered Engine (Rule 12) | Sports Authority |  | 2160 Vista Wy Oceanside, CA | 92054 | C | EMERGENCY ENGINE GENERATOR, 112 HP GENERAC DIESEL ENGINE, MODEL 97A021325, S/N 20304480 APPL# 983343 EFH 0805 | 1 | 0 | 0 | 0 | 1 | Diesel |  | 112 | 83.5184 | [5 empty] | 0 | 0 | 33.1824 | -117.3434 | 1 | rooftop | 2160 | Vista Way |  |  | Oceanside | CA | San Diego County | 92054 | US | San Diego Geographic Information Source - JPA
APCD2006-PTO-983344 | Retired | 2009-07-31 | [34W] Registered Engine (Rule 12) | Sports Authority |  | 8550 Rio San Diego Dr San Diego, CA | 92108 | M | EMERGENCY ENGINE GENERATOR, 140 HP Caterpillar diesel engine, Model 3056, S/N *7AK02855*; GENERAC, MODEL 95-A-02215, S/N 2020438. APPL# 983344 EFH 0805 | 1 | 0 | 0 | 0 | 1 | Diesel |  | 140 | 104.398 | [5 empty] | 0 | 0 | 32.7753 | -117.1454 | 1 | rooftop | 8550 | Rio San Diego Dr |  |  | San Diego | CA | San Diego County | 92108 | US | San Diego Geographic Information Source - JPA
APCD2006-PTO-983391 | Retired | 2009-07-31 21:38 | [34W] Registered Engine (Rule 12) | DEFENSE COMMISSARY AGENCY |  | NAVAL BASE SAN DIEGO SAN DIEGO, CA | 92136 | S | EMERGENCY ENGINE GENERATOR, 86 HP CUMMINS DIESEL ENGINE MODEL 4BT3.9, S/N44252384.APPL# 983391 EFH 0905 | 1 | 0 | 0 | 0 | 1 | Diesel |  | 86 | 64.1302 | [5 empty] | 0 | 0 | 32.7241 | -117.1709 | 1 | place |  |  |  |  | San Diego | CA | San Diego County | 92101 | US | TIGER/LineÂ® dataset from the US Census Bureau
APCD2006-PTO-983523 | Retired | 2009-07-31 14:04 | [34C] Emergency Standby Engine | L3 Communications Titan Corp | Facility Manager | 3033 Science Park Rd San Diego, CA | 92121 | G | INTERNAL COMBUSTION ENGINE. MAKE: PERKINS. MODEL: 1006TAG1, S/N:F61G3A1001DIESEL FUELED. BHP RATING: 150 HP. DRIVES AN ELECTRICAL EMERGENCY GENERATOR RATED AT 100 KWJFTNEWFEBO3O6 | 1 | 0 | 0 | 0 | 1 | Diesel | 100 | 150 | 100 | [5 empty] | 0 | 0 | 32.9011 | -117.2401 | 1 | rooftop | 3033 | Science Park Rd |  |  | San Diego | CA | San Diego County | 92121 | US | San Diego Geographic Information Source - JPA
APCD2006-PTO-983589 | Retired | 2009-07-31 | [34H] California Certified Emergency Standby Engine | Kyocera Communications | Conrad Patterson | 9520 Towne Centre Dr San Diego, CA | 92121 | G | INTERNAL COMBUSTION ENGINE. MAKE: DETROIT DIESEL. MODEL: SERIES 60. SERIAL NO.: 06R0870884. BHP: 455 HP. DIESEL FUELED. EQUIPPED WITH TURBOCHARGER AND AFTERCOOLER. DRIVES AN EMERGENCY GENERATOR RATED AT 275 KW. JFTNEWAPR0406 | 1 | 0 | 0 | 0 | 1 | Diesel | 275 | 84 | 275 | [5 empty] | 0 | 0 | 32.8804 | -117.2093 | 1 | rooftop | 9520 | Towne Centre Dr |  |  | San Diego | CA | San Diego County | 92121 | US | San Diego Geographic Information Source - JPA
APCD2006-PTO-983835 | Retired | 2009-07-31 | [34W] Registered Engine (Rule 12) | Deer Springs Fire Protection District | Mark Oakley | 8709 Circle R Dr Escondido, CA | 92026 | B | EMERGENCY STANDBY ENGINE: FORD PROPANE ENGINE-MODEL CSG-6491-6005-F -S/N 17040 S-30-TK RATED AT 55 BHP (APP #983835, ED, MARCH 2006) | 0 | 0 | 0 | 1 | 1 | Propane |  | 55 | 41.0135 | [5 empty] | 0 | 0 | 33.2547 | -117.1538 | 1 | rooftop | 8709 | Circle R Dr |  |  | Escondido | CA | San Diego County | 92026 | US | San Diego Geographic Information Source - JPA
APCD2006-PTO-983973 | Retired | 2009-07-31 10:19 | [34H] California Certified Emergency Standby Engine | Acxiom Data Quick Corp | Owner Manager | 9620 Towne Centre Dr San Diego, CA | 92122 | H | EMERGENCY STANDBY DIESEL ENGINE: JOHN DEERE MODEL 6068HF275, S/N 2090163, 250 BHP, MODEL YEAR 2004, EPA TIER 2 CERTIFIED OF ENGINE FAMILY # 5JDXL06.8038, CARB # U-R-004-0207, W/ TURBOCHARGER, DRIVING A 150 KW GENERATOR. 983973-SJE-09/2006 | 1 | 0 | 0 | 0 | 1 | Diesel | 150 | 250 | 150 | [5 empty] | 0 | 0 | 32.8818 | -117.21 | 1 | rooftop | 9620 | Towne Centre Dr |  |  | San Diego | CA | San Diego County | 92121 | US | San Diego Geographic Information Source - JPA
APCD2006-PTO-984117 | Retired | 2009-07-31 09:27 | [34C] Emergency Standby Engine | AMVETS STORE #15 | Store Manager | 3441 SUTHERLAND ST SAN DIEGO, CA | 92110 | I | EMERGENCY ENGINE: GENER AC 4.3GN, NATURAL GAS FIRED, S/N 0A9046, 56 HP, EQUIPPED WITH JOHNSON-MATTHEY CXX0-3 CATALYTIC CONVERTER AND AIR / FUEL RATIO CONTROLLER, DRIVING A 300 KW GENERATOR. 984117-SJE-08/2006 | 0 | 0 | 1 | 0 | 1 | Natural Gas | 300 | 56 | 300 | [5 empty] | 0 | 0 | 32.742 | -117.1859 | 1 | rooftop | 3441 | Sutherland St |  |  | San Diego | CA | San Diego County | 92110 | US | San Diego Geographic Information Source - JPA
APCD2006-PTO-984194 | Retired | 2009-07-31 14:41 | [34H] California Certified Emergency Standby Engine | Qualcomm Inc | EH&S Director | 4875 Eastgate Mall San Diego, CA | 92121 | G | EMERGENCY STANDBY ENGINE: CATERPILLAR DIESEL ENGINE, MODEL 3512C, S/N SBG00158, RATED AT 2206 BHP, EPA TIER 2 CERTIFIED OF ENGINE FAMILY NUMBER 6CPXL58.6E2T, TURBOCHARGED, AFTERCOOLED, DRIVING A 1500 KW GENERATOR. (984194-CCN-9/06) | 1 | 0 | 0 | 0 | 1 | Diesel | 500 | 2206 | 500 | [5 empty] | 0 | 0 | 32.8795 | -117.2023 | 1 | rooftop | 4875 | Eastgate Mall |  |  | San Diego | CA | San Diego County | 92121 | US | San Diego Geographic Information Source - JPA
APCD2006-PTO-984396 | Retired | 2009-07-31 | [34H] California Certified Emergency Standby Engine | John Hancock Life Insurance Co. | David Gutierrez | 10188 Telesis Ct San Diego, CA | 92121 | G | EMERGENCY ENGINE: DETROIT DIESEL SERIES 60 / 6063HK35, S/N: 2104339, 635BHP, TURBOCHARGED, AFTERCOOLED, DIESEL-FIRED, TIER 3 CERTIFIED OF FAMILY #5DDXL14.0VLD, MODEL YEAR 2006, DRIVING A 405 KW GENERATOR. 984396-SJE-10/2006 | 1 | 0 | 0 | 0 | 1 | Diesel | 405 | 635 | 405 | [5 empty] | 0 | 0 | 32.902 | -117.2079 | 1 | range_interpolation | 10188 | Telesis Ct |  |  | San Diego | CA | San Diego County | 92121 | US | TIGER/LineÂ® dataset from the US Census Bureau
APCD2006-PTO-984424 | Retired | 2009-07-31 11:01 | [34W] Registered Engine (Rule 12) | Symcoat Metal Processing | Facility Manager | 10840 Thornmint Rd #107 San Diego, CA | 92127 | F | EMERGENCY ENGINE GENERATOR, 82 HORSEPOWER ONAM ENGINE, LPG FIRED MODEL 45.0 EM 15R 3570D, S/N 1271352850, DRIVING A KOHLER GENERATOR MODEL K-166541-0073, S/N 380415. APPL# 984424 EFH 07/06 | 0 | 0 | 0 | 0 | 0 | LPG |  | 82 | 61.1474 | [5 empty] | 0 | 0 | 33.0176 | -117.1008 | 1 | rooftop | 10840 | Thornmint Rd | Ste | 107 | San Diego | CA | San Diego County | 92127 | US | San Diego Geographic Information Source - JPA
APCD2006-PTO-984435 | Retired | 2009-07-31 11:49 | [34C] Emergency Standby Engine | CUSTOMS AND BORDER PROTECTION (CBP) |  | ARNIE'S POINT San Diego, CA | 92154 | S | EMERGENCY STANDBY ENGINE: GENERAC/GENERAL MOTORS ENGINE, FUELED WITH PROPANE GAS, MODEL4.3GN, S/N 12552422, RATED AT 80 BHP, EQUIPPED WITH GENERAC CATALYTIC CONVERTER AND AIR TO FUEL RATIO CONTROLLER, DRIVING A 45 KW GENERATOR (S/N 4356149). (984435-CCN-8/06) | 0 | 0 | 0 | 1 | 1 | Propane | 45 | 80 | 45 | [5 empty] | 0 | 0 | 33.1855 | -117.3251 | 0.9 | street_center |  | Arnies Aly |  |  | Oceanside | CA | San Diego County | 92056 | US | TIGER/LineÂ® dataset from the US Census Bureau
APCD2006-PTO-984880 | Retired | 2009-07-31 | [34H] California Certified Emergency Standby Engine | New Cingular Wireless PCS LLC, dba AT&T Mobility | Mindy Lusk | 4031 Sorrento Valley Blvd San Diego, CA | 92121 | G | EMERGENCY STANDBY DIESEL ENGINE: CATERPILLAR C-32 RATED AT 1502 BHP MODEL YEAR 2006, S/N: SYC00343, FAMILY: 6CPXL32.0ESK, TURBOCHARGED AND AFTERCOOLED DRIVING A 1000 KW GENERATOR. 984880/JJA. | 1 | 0 | 0 | 0 | 1 | Diesel | 1000 | 502 | 1000 | [5 empty] | 0 | 0 | 32.9026 | -117.2182 | 1 | rooftop | 4031 | Sorrento Valley Blvd |  |  | San Diego | CA | San Diego County | 92121 | US | San Diego Geographic Information Source - JPA
APCD2007-PTO-030835 | Retired | 2009-07-31 14:51 | [34C] Emergency Standby Engine | County of San Diego S. Bay Reg. Ctr. | Mike Dick | 500 3rd Avenue Chula Vista, CA | 91910 | Q | DIESEL ENGINE/GENERATOR-EMERGENCY-SET: CUMMINS MODEL KT 2300 ENGINE #33103803 (915-HP @ 1800 RPM); S/N#11681 KOHLER MODEL 600R0771 GENERATOR, S/N 088127 (600 KW, 750 KVA,902 AMPS, 277 / 480 VOLTS, 3 PHASE, 0.8 PF , 60 HZ @ 1800 RPM) (APPL #30835) 0184 NO APP 17CCR93115 SJE12/05984330-SJE-1/2007 ATCM HEALTHCARE AMNDMT | 1 | 0 | 0 | 0 | 1 | Diesel | 600 | 915 | 600 | [5 empty] | 0 | 0 | 32.633 | -117.0774 | 1 | rooftop | 500 | 3rd Ave |  |  | Chula Vista | CA | San Diego County | 91910 | US | San Diego Geographic Information Source - JPA
APCD2007-PTO-850575 | Retired | 2009-07-31 10:05 | [34C] Emergency Standby Engine | Aero Vault Venture LP | Facility Manager | 8875 Aero Dr San Diego, CA | 92123 | J | EMERGENCY GENERATOR: CATERPILLAR MODEL 750SR9E, RATED 750 HP, #2 DIESEL-FIRED, S/N 396 (980829 2/04) (APPL #850575/JJS) NO APP 17CCR93115 SJE12/05 | 1 | 0 | 0 | 0 | 1 | Diesel |  | 750 | 559.275 | [5 empty] | 0 | 0 | 32.809 | -117.1371 | 1 | rooftop | 8875 | Aero Dr |  |  | San Diego | CA | San Diego County | 92123 | US | San Diego Geographic Information Source - JPA
APCD2007-PTO-870477 | Retired | 2009-07-31 | [34C] Emergency Standby Engine | Scripps Mercy Hospital | Pat Kirkeby M/D MER-22 | 4077 Fifth Av San Diego, CA | 92103 | M | EMERGENCY DIESEL ENGINE: DETROIT DIESEL MODEL 9123-7301, S/N 12E4421, 1200 BHP, MODEL YEAR 1987, DRIVING A 750 KW GENERATOR. 870477 17CCR93115 SJE10/06984964-SJE-8/2007 ATCM-40HR HEALTHCARE | 1 | 0 | 0 | 0 | 1 | Diesel | 750 | 1200 | 750 | [5 empty] | 0 | 0 | 32.7519 | -117.16 | 1 | rooftop | 4077 | 5th Ave |  |  | San Diego | CA | San Diego County | 92103 | US | San Diego Geographic Information Source - JPA
APCD2007-PTO-900949 | Retired | 2009-07-31 | [34C] Emergency Standby Engine | Scripps Mercy Hospital | Pat Kirkeby M/D MER-22 | 4077 Fifth Av San Diego, CA | 92103 | M | ONE (1) 2036 BHP CATERPILLAR DIESEL ENGINE, MODEL 3512 DITA, MODEL YR 1990, TURBOCHARGING AND AFTERCOOLING, S/N 3YFOO4819, DRIVING A 1000 KW EMERGENCY GENERATOR. (ENG NO.2) 900949 EAD 6/4/91 921408 EAD 6/19/94 900949921408 17CCR93115 SJE10/06984965-SJE-8/2007 ATCM-40HR HEALTHCARE | 1 | 0 | 0 | 0 | 1 | Diesel | 1000 | 36 | 1000 | [5 empty] | 0 | 0 | 32.7519 | -117.16 | 1 | rooftop | 4077 | 5th Ave |  |  | San Diego | CA | San Diego County | 92103 | US | San Diego Geographic Information Source - JPA
APCD2007-PTO-910801 | Retired | 2009-07-31 | [34C] Emergency Standby Engine | Alvarado Hospital | Paul Staughton | 6655 Alvarado Rd San Diego, CA | 92120 | J | ONE (1) EMERGENCY ENGINE GENERATOR: DETROIT DIESEL ENGINE, MODEL: 10637305, S/N: 06A0468246, EQUIPPED WITH TURBOCHARGING; KOHLER GENERATOR, S/N: 294826 MODEL: 200ROZD71, 200 KW. APPL 910801 08/18/92 EFH (977003 8/01) 91080117CCR93115SJE10/06 | 1 | 0 | 0 | 0 | 1 | Diesel | 200 | Unknown | 200 | [5 empty] | 0 | 0 | 32.7761 | -117.0574 | 1 | rooftop | 6655 | Alvarado Rd |  |  | San Diego | CA | San Diego County | 92120 | US | San Diego Geographic Information Source - JPA
APCD2007-PTO-910818 | Retired | 2009-07-31 | [34H] California Certified Emergency Standby Engine | Southern California Edison | Brian Metz | Hwy 101 Nuclear Gen Station Camp Pendleton, CA | 92058 | A | EMERGENCY STANDBY ENGINE: IVECO MOTORS DIESEL ENGINE, MODEL NEF67 TE2X, S/N 282022 RATED AT 279 BHP, MODEL YEAR 2006, EPA TIER 3 CERITIFED OF ENGINE FAMILY NUMBER 6VEXL06.7DGS, TURBOCHARGED, AFTERCOOLED, DRIVING A 208 KW GENERATOR. (910818)(985101-CCN-9/07) | 1 | 0 | 0 | 0 | 1 | Diesel | 208 | 279 | 208 | 2021-08-04 | 84.50 | 2021-12-31 | 84.50 | 0 | 0 | 0 | 33.3877 | -117.4448 | 0.5 | place |  |  |  |  | Camp Pendleton | CA | San Diego County | 92055 | US | TIGER/LineÂ® dataset from the US Census Bureau
APCD2007-PTO-920926 | Retired | 2009-07-31 | [34C] Emergency Standby Engine | Federal Aviation Administration Miramar | General Manager | NAS Miramar Bldg 720 San Diego, CA | 92145 | H | EMERGENCY GENERATOR-ENGINE SET: CUMMINS ENGINE CO., MODEL 6CT8.3-G, S/N 44426052, 207 HP, 6 CYLINDER TURBOCHARGED DIESEL ENGINE DRIVING AN ESSEX ELECTRO ENGINEERS INC., MODEL B378, SERIAL NO. 66, 125 KVA RATED ELECTRICAL GENERATOR. (920926 ADL 5/93) NO APP17CCR93115SJE02/07 | 1 | 0 | 0 | 0 | 1 | Diesel |  | 207 | 154.3599 | [5 empty] | 0 | 0 | 32.8795 | -117.1612 | 1 | street_center |  | Miramar Rd |  |  | San Diego | CA | San Diego County | 92121 | US | TIGER/LineÂ® dataset from the US Census Bureau
APCD2007-PTO-930406 | Retired | 2009-07-31 11:43 | [34C] Emergency Standby Engine | SCRIPPS HEALTH FACILITIES | Facility Engineer | 4275 CAMPUS POINT CT SAN DIEGO, CA | 92121 | G | ONE (1) EMERGENCY ENGINE GENERATOR: CATERPILLAR ENGINE GENERATOR, MODEL: 3412 TA, S/N: 81Z15453, 800 BHP, 600 KW, EQUIPPED WITH TURBOCHARGING AND AFTERCOOLING, DIESEL FIRED. APPL # 930406 EFH 3/94 17CCR93115 SJE10/06 | 1 | 0 | 0 | 0 | 1 | Diesel | 600 | 800 | 600 | [5 empty] | 0 | 0 | 32.8873 | -117.224 | 1 | rooftop | 4275 | Campus Point Ct |  |  | San Diego | CA | San Diego County | 92121 | US | Sandoval
APCD2007-PTO-930438 | Retired | 2009-07-31 14:57 | [34C] Emergency Standby Engine | Catalent Pharma Solutions | Facility Manager | 9250 Trade Place San Diego, CA | 92126 | M | EMERGENCY GENERATOR SET: KOHLER (275 KW), MODEL SPECTRUM 275 DS 60, S/N 336873; WITH DETROIT DIESEL ENGINE (474 HP), MODEL 6V-92TA (8063-7416), S/N 06VF204639; 2 CRANK-VENT FILTERS W/ FOAM MEDIA [973865 (9/99) 17CCR93115 SJE11/05] | 1 | 0 | 0 | 0 | 1 | Diesel | 275 | 474 | 275 | [5 empty] | 0 | 0 | 32.8922 | -117.1545 | 1 | rooftop | 9250 | Trade Pl |  |  | San Diego | CA | San Diego County | 92126 | US | San Diego Geographic Information Source - JPA
APCD2007-PTO-940973 | Retired | 2009-07-31 16:05 | [34C] Emergency Standby Engine | American Tower Corp | Facility Manager | 402 Hardell Ln Vista, CA | 92084 | B | EMERGENCY ENGINE, GENERATOR: CATERPILLAR 3306 TURBO CHARGED, AFTER COOLED, 375 HORSE POWER DIESEL ENGINE, SERIAL NUMBER 2TM00114 WITH AN SR4B 250 KW ELECTRICITY GENERATOR. (APP# 940973 06/95 GDS) 974194 (11/99) 17CCR93115 SJE12/05 | 1 | 0 | 0 | 0 | 1 | Diesel | 250 | 375 | 250 | [5 empty] | 0 | 0 | 33.2139 | -117.1864 | 1 | rooftop | 402 | Hardell Ln |  |  | Vista | CA | San Diego County | 92084 | US | Sandoval
APCD2007-PTO-950258 | Retired | 2009-07-31 | [34C] Emergency Standby Engine | Kaiser Foundation Health Plan | Regional Building Operations Engineering | 1620 E Main St El Cajon, CA | 92021 | L | DIESEL ENGINE, CUMMINS MODEL NTA855-G2, S/N 30354501, 465 BHP, TURBOCHARGED AFTERCOOLED, DRIVING A 300 KW GENERATOR. AFS-JANUARY1996 17CCR93115 SJE02/07 | 1 | 0 | 0 | 0 | 1 | Diesel | 300 | 465 | 300 | [5 empty] | 0 | 0 | 32.8083 | -116.922 | 1 | rooftop | 1620 | E Main St |  |  | El Cajon | CA | San Diego County | 92021 | US | San Diego Geographic Information Source - JPA
APCD2007-PTO-950888 | Retired | 2009-07-31 | [34W] Registered Engine (Rule 12) | Verizon Access Transmission Services | Facility Manager | 707 Broadway San Diego, CA | 92101 | N | EMERGENCY DIESEL GENERATOR, DETROIT DIESEL MODEL 8V-92, 630 BHP, S/N 80837416. 950888 AFS 04NOV1998 17CCR93115 SJE12/05 | 1 | 0 | 0 | 0 | 1 | Diesel |  | 630 | 469.791 | [5 empty] | 0 | 0 | 32.7154 | -117.158 | 1 | rooftop | 707 | Broadway |  |  | San Diego | CA | San Diego County | 92101 | US | San Diego Geographic Information Source - JPA
APCD2007-PTO-961428 | Retired | 2009-07-31 | [34W] Registered Engine (Rule 12) | Kaiser Foundation Hospital | Patti Geiger | 4647 Zion Av San Diego, CA | 92120 | J | EMERGENCY ENGINE:760 BHP CUMMINS MODEL #VTA1710PGC800, ENGINE #10333210,S/N69043, DIESEL FIRED, DRIVING A 545 KW KATO GENERATOR. (961428 ALC 08/98) (981818 EAD 08/05), 985010JFT | 1 | 0 | 0 | 0 | 1 | Diesel | 545 | 760 | 545 | [5 empty] | 0 | 0 | 32.7916 | -117.095 | 1 | rooftop | 4647 | Zion Ave |  |  | San Diego | CA | San Diego County | 92120 | US | San Diego Geographic Information Source - JPA
APCD2007-PTO-961429 | Retired | 2009-07-31 | [34W] Registered Engine (Rule 12) | Kaiser Foundation Hospital | Patti Geiger | 4647 Zion Av San Diego, CA | 92120 | J | EMERGENCY ENGINE:760 BHP CUMMINS MODEL #VTA1710PGC800, ENGINE #10333211 S/N69043, DIESEL FIRED, DRIVING A 545 KW KATO GENERATOR. (961429 ALC 08/98)(981818 EAD 08/05), 985011JFT | 1 | 0 | 0 | 0 | 1 | Diesel | 545 | 760 | 545 | [5 empty] | 0 | 0 | 32.7916 | -117.095 | 1 | rooftop | 4647 | Zion Ave |  |  | San Diego | CA | San Diego County | 92120 | US | San Diego Geographic Information Source - JPA
APCD2007-PTO-961430 | Retired | 2009-07-31 | [34W] Registered Engine (Rule 12) | Kaiser Foundation Hospital | Patti Geiger | 4647 Zion Av San Diego, CA | 92120 | J | EMERGENCY ENGINE:760 BHP CUMMINS MODEL # VTA171OPGC800, ENGINE # 10333209,S/N 69043, DIESEL FIRED, DRIVING A 545 KW KATO GENERATOR. (961430 ALC 08/98)(981818 EAD 08/05) JFT APP9850 12HRS OF OPER TOX EVALA UG3007 | 1 | 0 | 0 | 0 | 1 | Diesel | 545 | 760 | 545 | [5 empty] | 0 | 0 | 32.7916 | -117.095 | 1 | rooftop | 4647 | Zion Ave |  |  | San Diego | CA | San Diego County | 92120 | US | San Diego Geographic Information Source - JPA
APCD2007-PTO-961973 | Retired | 2009-07-31 | [34W] Registered Engine (Rule 12) | California Regional Intranet Inc | Michael Robert | 8915 Complex Dr San Diego, CA | 92123 | J | EMERGENCY STANDBY ENGINE, DETROIT DIESEL, MODEL 80637305, 370HP, S/N 06VF217099 (GENERATOR MODEL 230DS60 AND S/N 384935). APPL # 961973 EFH 02/9917CCR93115SJE05/06 | 1 | 0 | 0 | 0 | 1 | Diesel |  | 370 | 275.909 | [5 empty] | 0 | 0 | 32.83 | -117.1343 | 1 | rooftop | 8915 | Complex Dr |  |  | San Diego | CA | San Diego County | 92123 | US | San Diego Geographic Information Source - JPA
APCD2007-PTO-970558 | Retired | 2009-07-31 15:51 | [34C] Emergency Standby Engine | Scripps Memorial Hospital | Property Manager | 9850 Genesee Ave San Diego, CA | 92037 | I | EMERGENCY DIESEL ENGINE: DETROIT DIESEL D706LTE, S/N: 78B/3-02744, 129 HP, MODEL YEAR 2004, UNCERTIFIED BUT MEETING TIER 1 EMISSION STANDARDS, AFTERCOOLED, DIRECTLY DRIVING AN EMERGENCY FIRE PUMP. (ALC 970558 10/98) 974530AFS09FEB2000 (LKR) 985135-SJE-12/2007 | 1 | 0 | 0 | 0 | 1 | Diesel |  | 129 | 96.1953 | [5 empty] | 0 | 0 | 32.8852 | -117.2251 | 0.9 | rooftop | 9850 | Genesee Ave |  |  | LA Jolla | CA | San Diego County | 92037 | US | San Diego Geographic Information Source - JPA
APCD2007-PTO-971514 | Retired | 2009-07-31 09:54 | [34W] Registered Engine (Rule 12) | The Irvine Company (Symphony Towers) | Bob Jones | 750 B St #1200 San Diego, CA | 92101 | N | EMERGENCY ENGINE: CLARK GM, MODEL DDFP-08GN-4370, DIESEL FIRED, 145 BHP,S/N 86199721, DRIVING AN EMERGENCY FIRE PUMP. (07/10/98 ALC 971514) 17CCR93115 SJE8/06 | 1 | 0 | 0 | 0 | 1 | Diesel |  | 145 | 108.1265 | [5 empty] | 0 | 0 | 32.7181 | -117.1579 | 1 | rooftop | 750 | B St | Ste | 1200 | San Diego | CA | San Diego County | 92101 | US | San Diego Geographic Information Source - JPA
APCD2007-PTO-972056 | Retired | 2009-07-31 | [34W] Registered Engine (Rule 12) | Encina Wastewater Authority | Operations Supervisor | Cannon Rd & I5 Carlsbad, CA | 92009 | E | EMERGENCY ENGINE: CUMMINS, MODEL NTA-855-62, DIESEL FIRED, 465 BHP, S/N 30328624, DRIVING AN ELECTRIC GENERATOR. (ALC 10/98 972056) 17CCR93115 SJE11/05 | 1 | 0 | 0 | 0 | 1 | Diesel |  | 465 | 346.7505 | [5 empty] | 0 | 0 | 32.6092 | -117.0764 | 0.8 | intersection |  | 5th Ave |  |  | Chula Vista | CA | San Diego County | 91911 | US | TIGER/LineÂ® dataset from the US Census Bureau
APCD2007-PTO-972558 | Retired | 2009-07-31 | [34W] Registered Engine (Rule 12) | Jims Air Aviation Services Inc | General Manager | 2904 Pacific Hwy San Diego, CA | 92101 | N | STEWART & STEVENSON AIR START UNIT AST 096: DETROIT DIESEL ENGINE MODEL V92, 340 HP, S/N TMAC 120-135 APPL# 972558 EFH 1/99, 981824 EFH 10/06 | 1 | 0 | 0 | 0 | 1 | Diesel |  | 340 | 253.538 | [5 empty] | 0 | 0 | 32.7326 | -117.1755 | 1 | range_interpolation | 2904 | Pacific Hwy |  |  | San Diego | CA | San Diego County | 92101 | US | TIGER/LineÂ® dataset from the US Census Bureau
APCD2007-PTO-972899 | Retired | 2009-07-31 14:29 | [34W] Registered Engine (Rule 12) | Sharp Mesa Vista Hospital | Michael Coronado | 7850 Vista Hill Ave San Diego, CA | 92123 | J | EMERGENCY DIESEL ENGINE: JOHN DEERE 6059TF002, S/N: CD6059T386484107 HP, MODEL YEAR ~1999, TURBOCHARGED, DRIVING A 80 KW GENERATOR. 972899 AFS 24 FEB 1999 17 CCR 93114 SJE 03/07985241-SJE-08/2007 ATCM HEALTHCARE 40HRS | 1 | 0 | 0 | 0 | 1 | Diesel | 80 | 107 | 80 | [5 empty] | 0 | 0 | 32.7957 | -117.1552 | 1 | rooftop | 7850 | Vista Hill Ave |  |  | San Diego | CA | San Diego County | 92123 | US | San Diego Geographic Information Source - JPA
APCD2007-PTO-972900 | Retired | 2009-07-31 14:34 | [34W] Registered Engine (Rule 12) | Sharp Mesa Vista Hospital | Michael Coronado | 7850 Vista Hill Ave San Diego, CA | 92123 | J | EMERGENCY DIESEL ENGINE: JOHN DEERE 6619AF00-027064, 234 HP, S/N: 14626AZ9.53, MODEL YEAR ~1978, TURBOCHARGED, DRIVING A 175 KW KOHLER GENERATOR (MODEL 175HR0Z81, S/N: 012265). 972900 AFS 24 FEB 1999 17 CCR 93115 SJE 03/07 DIESEL-FIRED 985242-SJE-08/2007 ATCM HEALTHCARE 40HRS | 1 | 0 | 0 | 0 | 1 | Diesel | 175 | 234 | 175 | [5 empty] | 0 | 0 | 32.7957 | -117.1552 | 1 | rooftop | 7850 | Vista Hill Ave |  |  | San Diego | CA | San Diego County | 92123 | US | San Diego Geographic Information Source - JPA
APCD2007-PTO-973866 | Retired | 2009-07-31 | [34W] Registered Engine (Rule 12) | Catalent Pharma Solutions |  | 9250 Trade Place San Diego, CA | 92126 | M | EMERGENCY GENERATOR: 175 BHP 8.1 L, DIESEL ENGINE, GENERATOR MANUFACTURER: 8OHLER, MODEL NO. 135, SERIAL NUMBER: 384547 EAD 973866 2/16/00 17CCR93115 SJE11/05 (ATCM ENGINE DATA: S/N RG6081T018739 MODEL# 6081TF001) | 1 | 0 | 0 | 0 | 1 | Diesel |  | 175 | 130.4975 | [5 empty] | 0 | 0 | 32.8922 | -117.1545 | 1 | rooftop | 9250 | Trade Pl |  |  | San Diego | CA | San Diego County | 92126 | US | San Diego Geographic Information Source - JPA
APCD2007-PTO-974420 | Retired | 2009-07-31 | [34W] Registered Engine (Rule 12) | GOVERNMENT EMPLOYEES INSURANCE COMPANY |  | 14111 DANIELSON ST POWAY, CA | 92064 | F | CATERPILLAR DIESEL ENGINE MODEL 3512, 2172 BHP, S/N: 6WN00252. 974420 AFS 10 JAN 2000 17CCR93115 SJE 09/2006 | 1 | 0 | 0 | 0 | 1 | Diesel |  | 2172 | 1619.6604 | [5 empty] | 0 | 0 | 32.9395 | -117.0254 | 1 | rooftop | 14111 | Danielson St |  |  | Poway | CA | San Diego County | 92064 | US | San Diego Geographic Information Source - JPA
APCD2007-PTO-974435 | Retired | 2009-07-31 | [34W] Registered Engine (Rule 12) | Kaiser Foundation Hospital | Patti Geiger | 4647 Zion Av San Diego, CA | 92120 | J | EMERGENCY GENERATOR: 760 BHP CUMMINS MODEL #VTA1710-G1, ENGINE #37105901, S/N 48871, DIESEL FIRED, DRIVING A 545 KW KATO GENERATOR. (App 981818 EAD Aug 2005, 985013 J.F.Talavera) | 1 | 0 | 0 | 0 | 1 | Diesel | 545 | 760 | 545 | [5 empty] | 0 | 0 | 32.7916 | -117.095 | 1 | rooftop | 4647 | Zion Ave |  |  | San Diego | CA | San Diego County | 92120 | US | San Diego Geographic Information Source - JPA
APCD2007-PTO-974648 | Retired | 2009-07-31 | [34W] Registered Engine (Rule 12) | ARE-SD Region No. 30, LLC c/o Alexandria Real Estate Equities, Inc. | Jon Labaw | 5810 Nancy Ridge Dr San Diego, CA | 92121 | G | EMERGENCY ENGINE GENERATOR, 66 HP JOHN DEERE DIESEL ENGINE, MODEL 4045STF150, S/N T04045T831953; VALLEY DETROIT SPECTRUM GENERATOR, S/N 0655851 APPL# 974648 EFH 03/00 (981252 5/04) 17CCR93115 SJE11/05 | 1 | 0 | 0 | 0 | 1 | Diesel |  | 66 | 49.2162 | [5 empty] | 0 | 0 | 32.8895 | -117.1913 | 1 | rooftop | 5810 | Nancy Ridge Dr |  |  | San Diego | CA | San Diego County | 92121 | US | San Diego Geographic Information Source - JPA
APCD2007-PTO-974719 | Retired | 2009-07-31 | [34W] Registered Engine (Rule 12) | USN Amphibious Base 2 Pub Wks Ctr | Commanding Officer | Silver Strand Bl Coronado, CA | 92155 | O | Emergency Generator: 765 HP Detroit Diesel Engine Model 8V 2000 G81/R 083-7K06, S/N S312000441, Diesel Fired, drives a generator [974719 EAD 9/1/01 17CCR93155 SJE 05/07]. Located at Bldg. 299 | 1 | 0 | 0 | 0 | 1 | Diesel |  | 765 | 570.4605 | [5 empty] | 0 | 0 | 32.6596 | -117.1554 | 1 | street_center |  | Silver Strand Blvd |  |  | Coronado | CA | San Diego County | 92118 | US | TIGER/LineÂ® dataset from the US Census Bureau
APCD2007-PTO-974807 | Retired | 2009-07-31 | [34W] Registered Engine (Rule 12) | Sharp Coronado Hospital & Healthcare Center | Owner Manager | 250 Prospect Pl Coronado, CA | 92118 | O | EMERGENCY GENERATOR: 750 BHP DIESEL CATERPILLAR ENGINE, MODEL D348, SERIAL NUMBER 63733, DRIVING A KATO MODEL 500SRE 600 KW GENERATOR, WITH VERTICAL EXHAUST THROUGH FLAPPER RAINCAP. 974807 9/1/01 EAD 17CCR93115 SJE 01/06 AND 9/07 | 1 | 0 | 0 | 0 | 1 | Diesel | 600 | 750 | 600 | [5 empty] | 0 | 0 | 32.6943 | -117.1681 | 1 | range_interpolation | 250 | Prospect Pl |  |  | Coronado | CA | San Diego County | 92118 | US | TIGER/LineÂ® dataset from the US Census Bureau
APCD2007-PTO-976360 | Retired | 2009-07-31 | [34H] California Certified Emergency Standby Engine | Foundation Medicine, Inc. | Serena Hill | 11010 Torreyana Rd San Diego, CA | 92121 | G | EMERGENCY STANDBY ENGINE: DETROIT DIESEL ENGINE, MODEL 6063-TK35, S/N 1298950, 415 BHP, EPA TIER 1 CERTIFIED OF ENGINE FAMILY NUMBER 1DDXL12.7VGD, EQUIPPED WITH TURBOCHARGER, DRIVING A 250 KW GENERATOR. (976360-CCN-2/02) 17CCR93115SJE11/05 AND AGAIN 09/06 (FROM 20 TO 30 HR/YR M&T TIME) | 1 | 0 | 0 | 0 | 1 | Diesel | 250 | 415 | 250 | 2021-12-17 | 0.00 | 2021-12-17 | 0.00 | 0 | 0 | 0 | 32.9056 | -117.239 | 1 | rooftop | 11010 | Torreyana Rd |  |  | San Diego | CA | San Diego County | 92121 | US | San Diego Geographic Information Source - JPA
APCD2007-PTO-977042 | Retired | 2009-07-31 | [34W] Registered Engine (Rule 12) | Ramona Municipal Water District | Tom McKernan | 1031 Olive St Ramona, CA | 92065 | F | DIESEL EMERGENCY GENERATOR ONAN. MODEL: 125-ODYO 15R/13558A. S/N:0573650773. HP RATING: 195. 17CCR93115SJE10/06, 984649COL | 1 | 0 | 0 | 0 | 1 | Diesel |  | 195 | 145.4115 | [5 empty] | 0 | 0 | 33.0486 | -116.8739 | 1 | rooftop | 1031 | Olive St |  |  | Ramona | CA | San Diego County | 92065 | US | San Diego Geographic Information Source - JPA
APCD2007-PTO-977761 | Retired | 2009-07-31 | [34C] Emergency Standby Engine | Hewlett Packard Company | EHS Program Manager | 3611 Valley Centre Dr San Diego, CA | 92130 | M | EMERGENCY ENGINE: DETROIT DIESEL, MODEL 12V2000G70R123-7KD5, DIESEL FIRED, TURBOCHARGED, 910 BHP, S/N 5352001980, DRIVING A 600-KW ELECTRIC GENERATOR. (977761 ALC 11/02)(984225 3/06)17 CCR 93115 SJE 10/05 | 1 | 0 | 0 | 0 | 1 | Diesel | 600 | 910 | 600 | [5 empty] | 0 | 0 | 32.9361 | -117.235 | 1 | rooftop | 3611 | Valley Centre Dr |  |  | San Diego | CA | San Diego County | 92130 | US | San Diego Geographic Information Source - JPA
APCD2007-PTO-979643 | Retired | 2009-07-31 | [34W] Registered Engine (Rule 12) | Home Depot USA Inc |  | 3555 Sports Arena Bl San Diego, CA | 92110 | I | INTERNAL COMBUSTION ENGINE. MAKE: JOHN DEERE. MODEL: 6068TF250. SERIAL NO TO6068T802386. HP RATING: 166 HP. DIESEL FUELED. DRIVES AN ELECTRICAL EMERGENCY GENERATOR RATED AT 105 KW.JFTNEWJUL1503 17CCR93115 SJE11/05 | 1 | 0 | 0 | 0 | 1 | Diesel | 105 | 166 | 105 | [5 empty] | 0 | 0 | 32.7526 | -117.2134 | 1 | rooftop | 3555 | Sports Arena Blvd |  |  | San Diego | CA | San Diego County | 92110 | US | San Diego Geographic Information Source - JPA
APCD2007-PTO-980244 | Retired | 2009-07-31 | [34W] Registered Engine (Rule 12) | Aero Industrial LTD | General Manager | 8929 Aero Dr #C San Diego, CA | 92123 | J | INTERNAL COMBUSTION ENGINE. MAKE: VOLVO PENTA, MODEL: TAD 1631GE, SERIAL NUMBER 160038058. BHP: 558. DIESEL FUELED, TURBOCHARGE, INTERCOOLED. ENGINE EMISSIONS CERTIFIED TO EPA TIER 1. DRIVES AN ELECTRICAL EMERGENCY GENERATOR JFTNEWAPR1807 | 1 | 0 | 0 | 0 | 1 | Diesel |  | 58 | 43.2506 | [5 empty] | 0 | 0 | 32.8091 | -117.1359 | 1 | rooftop | 8929 | Aero Dr | Ste | C | San Diego | CA | San Diego County | 92123 | US | San Diego Geographic Information Source - JPA
APCD2007-PTO-982005 | Retired | 2009-07-31 15:55 | [34W] Registered Engine (Rule 12) | Neiman Marcus |  | 7027 Friars Rd San Diego, CA | 92108 | M | DIESEL EMERGENCY ENGINE, WHITE MODEL D2300, S/N J3444280D2800X260 RATED AT 61 BHP, MODEL YEAR 1980, DRIVING A 30 KW GENERATOR. 982005-SH-08/07 | 1 | 0 | 0 | 0 | 1 | Diesel | 30 | 61 | 30 | [5 empty] | 0 | 0 | 32.7691 | -117.1666 | 1 | rooftop | 7027 | Friars Rd |  |  | San Diego | CA | San Diego County | 92108 | US | San Diego Geographic Information Source - JPA
APCD2007-PTO-982489 | Retired | 2009-07-31 | [34W] Registered Engine (Rule 12) | MACYS #079 |  | 220 VIA RANCHO PY E ESCONDIDO, CA | 92025 | D | EMERGENCY STANDBY ENGINE: CUMMINS DIESEL ENGINE, MODEL 6BT 5.9, S/N 44130247, RATED AT 100 BHP, DRIVING A GENERATOR. (982489-CCN-2/05) 17CCR93115 SJE10/06 | 1 | 0 | 0 | 0 | 1 | Diesel |  | 100 | 74.57 | [5 empty] | 0 | 0 | 33.0705 | -117.0675 | 1 | rooftop | 220 | Via Rancho Pkwy |  |  | Escondido | CA | San Diego County | 92025 | US | Sandoval
APCD2007-PTO-982569 | Retired | 2009-07-31 09:40 | [34W] Registered Engine (Rule 12) | The Irvine Company |  | 4660 La Jolla Village Drive, Suite 1025 San Diego, CA | 92122 | H | EMERGENCY ENGINE GENERATOR, 145 HP DETROIT DIESEL ENGINE MODEL DDF08DN4370, S/N DD0860132549. APPL# 982569 EFH 07/05 | 1 | 0 | 0 | 0 | 1 | Diesel |  | 145 | 108.1265 | [5 empty] | 0 | 0 | 32.8746 | -117.2065 | 1 | rooftop | 4660 | LA Jolla Village Dr | Ste | 1025 | San Diego | CA | San Diego County | 92122 | US | San Diego Geographic Information Source - JPA
APCD2007-PTO-982767 | Retired | 2009-07-31 | [34W] Registered Engine (Rule 12) | Macy's | OPERATIONS MGR | 291 Fletcher Pkway El Cajon, CA | 92020 | L | EMERGENCY DIESEL ENGINE: MANUFACTURER: WHITE, MODEL D2300, S/N LF3416493, UNKNOWN HP, DRIVING A 30 KW GENERATOR. 982767-SJE-4/06 | 1 | 0 | 0 | 0 | 1 | Diesel | 30 | Unknown | 30 | [5 empty] | 0 | 0 | 32.8058 | -116.9651 | 1 | rooftop | 291 | Fletcher Pkwy |  |  | El Cajon | CA | San Diego County | 92020 | US | Sandoval
APCD2007-PTO-982849 | Retired | 2009-07-31 | [34W] Registered Engine (Rule 12) | City Of Carlsbad Public Works | General Manager | 3086 Tamarack Ave Carlsbad, CA | 92010 | C | EMERGENCY ENGINE GENERATOR, 135 HP CUMMINS DIESEL ENGINE, MODEL 6BT5.9, S/N: 44138237. APPL# 982849 EFH 07/05 | 1 | 0 | 0 | 0 | 1 | Diesel |  | 135 | 100.6695 | [5 empty] | 0 | 0 | 33.1748 | -117.3014 | 1 | range_interpolation | 3086 | Tamarack Ave |  |  | Carlsbad | CA | San Diego County | 92010 | US | TIGER/LineÂ® dataset from the US Census Bureau
APCD2007-PTO-982863 | Retired | 2009-07-31 14:54 | [34W] Registered Engine (Rule 12) | Veralliance Properties Inc | Paul Pflimlin | 2300 Boswell Rd Chula Vista, CA | 91914 | Q | INTERNAL COMBUSTION ENGINE. MAKE: CATERPILLAR. MODEL: 3306. SERIAL NO.:2AJ00669. BHP RATING: 382 HP. DIESEL FUELED. DRIVES AN ELECTRICAL EMERGENCY GENERATOR RATED AT 250 KW. JFT NEW JUN 10 05 | 1 | 0 | 0 | 0 | 1 | Diesel | 250 | 69 | 250 | [5 empty] | 0 | 0 | 32.6548 | -116.9659 | 1 | rooftop | 2300 | Boswell Rd |  |  | Chula Vista | CA | San Diego County | 91914 | US | San Diego Geographic Information Source - JPA
APCD2007-PTO-983240 | Retired | 2009-07-31 07:51 | [34W] Registered Engine (Rule 12) | HCP University Center West LLC | Brandon Crocker | 9380 Judicial Dr San Diego, CA | 92121 | G | EMERGENCY ENGINE GENERATOR, 155 HP JOHN DEERE DIESEL ENGINE, MODEL 6068-TF250, S/N T06068T861240. APPL# 983240 EFH 06/06 | 1 | 0 | 0 | 0 | 1 | Diesel |  | 155 | 115.5835 | [5 empty] | 0 | 0 | 32.8781 | -117.2059 | 1 | rooftop | 9380 | Judicial Dr |  |  | San Diego | CA | San Diego County | 92121 | US | San Diego Geographic Information Source - JPA
APCD2007-PTO-983319 | Retired | 2009-07-31 | [34H] California Certified Emergency Standby Engine | THE HOME DEPOT #0659 |  | 7530 BROADWAY LEMON GROVE, CA | 91945 | N | INTERNAL COMBUSTION ENGINE. MAKE: JOHN DEERE. MODEL: 6068HF275. BHP RATING: 220 HP, S/N PE6068H478943. DIESEL FUELED. EQUIPPED WITH TURBOCHARGER. DRIVES AN ELECTRICAL EMERGENCY GENERATOR, S/N. 2050019. JFTNEWSEP2206 | 1 | 0 | 0 | 0 | 1 | Diesel |  | 75 | 55.9275 | [5 empty] | 0 | 0 | 32.7437 | -117.0357 | 1 | rooftop | 7530 | Broadway |  |  | Lemon Grove | CA | San Diego County | 91945 | US | San Diego Geographic Information Source - JPA
APCD2007-PTO-983375 | Retired | 2009-07-31 | [34C] Emergency Standby Engine | North Co Fire Protection Dist | General Manager | 315 E Ivy St Fallbrook, CA | 92028 | A | EMERGENCY ENGINE: GENERAL MOTORS, MODEL 5.7L, 105 BHP, S/N: 5P7L10052, PROPANE FIRED FOR A 60KW GENERATOR (MFR: KOHLER, MODEL: 60RZG, S/N: 2066059) LOCATION: ADMINISTRATION BUILDING (983375 ALC 12/06) | 0 | 0 | 0 | 1 | 1 | Propane | 60 | 105 | 60 | [5 empty] | 0 | 0 | 33.3831 | -117.2482 | 1 | rooftop | 315 | E Ivy St |  |  | Fallbrook | CA | San Diego County | 92028 | US | San Diego Geographic Information Source - JPA
APCD2007-PTO-983691 | Retired | 2009-07-31 | [34H] California Certified Emergency Standby Engine | UCSD | General Manager | 9500 Gilman Dr Dept 0089 San Diego, CA | 92093 | I | INTERNAL COMBUSTION ENGINE. MAKE: CATERPILLAR, MODEL: 3512B, (SERIAL # 1GZ02140). DIESEL FUELED, EQUIPPED WITH TURBOCHARGER AND CHARGE AIR COOLER, BHP RATING: 2172 HP. ENGINE CERTIFICATION FAMILY: 5CPXL58.6ERK. DRIVES AN ELECTRICAL EMERGENCY GENERATOR RATED AT 1,500 KW. JFT NEW JUN2707 Pharmacy Bldg | 1 | 0 | 0 | 0 | 1 | Diesel | 500 | 2172 | 500 | [5 empty] | 0 | 0 | 32.8758 | -117.2396 | 0.9 | rooftop | 9500 | Gilman Dr | Dept | 89 | LA Jolla | CA | San Diego County | 92093 | US | San Diego Geographic Information Source - JPA
APCD2007-PTO-983743 | Retired | 2009-07-31 12:28 | [34H] California Certified Emergency Standby Engine | Fallbrook Healthcare District | Hospital Administrator | 624 Elder St E Fallbrook, CA | 92028 | A | EMERGENCY DIESEL ENGINE: MFR: CATERPILLAR, MODEL: 3412, S/N BLG02916, 1185.6 BHP, TURBOCHARGED, EPA FAMILY NO. 5CPXL27.0MRS, MODEL YEAR 2005, TIER 1 CERTIFIED (983743 ALC 02/07) | 1 | 0 | 0 | 0 | 1 | Diesel |  | 1185.6 | 884.1019 | [5 empty] | 0 | 0 | 33.3808 | -117.2445 | 0.9 | rooftop | 624 | E Elder St |  |  | Fallbrook | CA | San Diego County | 92028 | US | San Diego Geographic Information Source - JPA
APCD2007-PTO-983789 | Retired | 2009-07-31 | [34H] California Certified Emergency Standby Engine | Primapharm Inc | Zak Hassanein | 9940 Mesa Rim Rd San Diego, CA | 92121 | G | EMERGENCY STANDBY ENGINE: CUMMINS DIESEL ENGINE, MODEL KTA50-G9, S/N H060960104, RATED AT 2220 BHP, MODEL YEAR 2005, EPA TIER 1 CERTIFIED OF ENGINE FAMILY NUMBER 5CEXL050.ABA, TURBOCHARGED, AFTERCOOLED, DRIVING A1500 KW GENERATOR. (983789-CCN-8/07) | 1 | 0 | 0 | 0 | 1 | Diesel | 500 | 2220 | 500 | [5 empty] | 0 | 0 | 32.9001 | -117.179 | 1 | rooftop | 9940 | Mesa Rim Rd |  |  | San Diego | CA | San Diego County | 92121 | US | San Diego Geographic Information Source - JPA
APCD2007-PTO-983936 | Retired | 2009-07-31 | [34H] California Certified Emergency Standby Engine | LBA Realty, LLC | Melissa Brown | 1430 DECISION ST VISTA, CA | 92081 | B | EMERGENCY STANDBY ENGINE, JOHN DEERE DIESEL ENGINE, MODEL 6068HF275, RATED AT 250 HP, S/N PE6068H5307786, EPA TIER 2 CERTIFIED, ENGINE FAMILY NUMBER 5JDXL06.8038, TURBOCHARGED, DRIVING A 100 KW GENERATOR. APPL# 983936 EFH 04/07 | 1 | 0 | 0 | 0 | 1 | Diesel | 100 | 250 | 100 | 2021-11-02 | 0.00 | 2021-11-02 | 0.00 | 0 | 0 | 0 | 33.1395 | -117.229 | 1 | rooftop | 1430 | Decision St |  |  | Vista | CA | San Diego County | 92081 | US | San Diego Geographic Information Source - JPA
APCD2007-PTO-984116 | Retired | 2009-07-31 | [34W] Registered Engine (Rule 12) | 2001 Otay Associates LLC | Dave Westbrook | 2055 Sanyo Ave San Diego, CA | 92154 | S | EMERGENCY DIESEL ENGINE: CUMMINS MODEL 6BT5.9-G2, S/N: 45077924, 166 HP, MODEL YEAR 1994, DRIVING AN ONAN GENERATOR (MODEL I9405563616) 984116-SJE-4/07 | 1 | 0 | 0 | 0 | 1 | Diesel |  | 166 | 123.7862 | [5 empty] | 0 | 0 | 32.5613 | -116.9386 | 1 | rooftop | 2055 | Sanyo Ave |  |  | San Diego | CA | San Diego County | 92154 | US | San Diego Geographic Information Source - JPA
APCD2007-PTO-984148 | Retired | 2009-07-31 | [34W] Registered Engine (Rule 12) | Congregational Tower | General Manager | 288 F St Chula Vista, CA | 91910 | Q | EMERGENCY ENGINE: INTERNATIONAL-HARVESTER MODEL UV-549, NATURAL GAS FIRED, S/N 10311KOCL011A, 164 HP, DRIVING AN 85 KW KOHLER GENERATOR (MODEL 85RH82, S/N 369874) 984148-SJE-4/07 | 0 | 0 | 1 | 0 | 1 | Natural Gas | 85 | 164 | 85 | [5 empty] | 0 | 0 | 32.6411 | -117.079 | 1 | rooftop | 288 | F St |  |  | Chula Vista | CA | San Diego County | 91910 | US | San Diego Geographic Information Source - JPA
APCD2007-PTO-984188 | Retired | 2009-07-31 | [34W] Registered Engine (Rule 12) | Morgan Tower | Robert Estanciero | 1415 D Ave National City, CA | 91950 | Q | EMERGENCY DIESEL ENGINE: JOHN DEERE, MODEL 6466A, S/N: 072376RG, 240 HP, DRIVING A 150 KW KOHLER GENERATOR. 984188-SJE-4/07 | 1 | 0 | 0 | 0 | 1 | Diesel | 150 | 240 | 150 | [5 empty] | 0 | 0 | 32.6717 | -117.1006 | 1 | range_interpolation | 1415 | D Ave |  |  | National City | CA | San Diego County | 91950 | US | TIGER/LineÂ® dataset from the US Census Bureau
APCD2007-PTO-984386 | Retired | 2009-07-31 21:39 | [34W] Registered Engine (Rule 12) | BMR Road to The Cure | Evan Aguayo | 10835 Road to The Cure San Diego, CA | 92121 | G | INTERNAL COMBUSTION ENGINE. MAKE: WHITE, MODEL: D2300X208, SERIAL NO.:UF3435448. BHP: 50 HP. DIESEL FUELED. DRIVES AN ELECTRICAL EEMRGENCY GENE-RATOR RATED AT 37 KW.JFTNEWJUN0107 | 1 | 0 | 0 | 0 | 1 | Diesel | 37 | 48 | 37 | [5 empty] | 0 | 0 | 32.9022 | -117.2364 | 1 | rooftop | 10835 | Road To The Cure |  |  | San Diego | CA | San Diego County | 92121 | US | San Diego Geographic Information Source - JPA
APCD2007-PTO-984387 | Retired | 2009-07-31 | [34W] Registered Engine (Rule 12) | BMR-10835 Road to The Cure LLC | Evan Aguayo | 10835 Road to The Cure San Diego, CA | 92121 | G | INTERNAL COMBUSTION ENGINE. MAKE: JOHN DEERE, MODEL 4039DF001, SERIAL NO. TD4039D350782. BHP: 60 HP, DIESEL FUELED. DRIVES AN ELECTRICAL EMERGENCY GENERATOR RATED AT 45 KW. JFTNEWJUN0107 | 1 | 0 | 0 | 0 | 1 | Diesel | 45 | 82 | 45 | [5 empty] | 0 | 0 | 32.9022 | -117.2364 | 1 | rooftop | 10835 | Road To The Cure |  |  | San Diego | CA | San Diego County | 92121 | US | San Diego Geographic Information Source - JPA
APCD2007-PTO-984411 | Retired | 2009-07-31 | [34H] California Certified Emergency Standby Engine | Robert Premiere Partnership | Michelle Snyder | 495 La Tortuga Dr Vista, CA | 92081 | B | INTERNAL COMBUSTION ENGINE. MAKE: JOHN DEERE. MODEL: 3029TF270. SERIAL NO: PE3029T492212. DIESEL FUELED. BHP RATING: 64 HP. EQUIPPED WITH A TURBO-CHARGER. DRIVES AN ELECTRICAL EMERGENCY GENERATOR RATED AT 26 KW. JFT NEW OCT 18 06 | 1 | 0 | 0 | 0 | 1 | Diesel | 26 | 64 | 26 | [5 empty] | 0 | 0 | 33.19 | -117.2595 | 1 | rooftop | 495 | La Tortuga Dr |  |  | Vista | CA | San Diego County | 92081 | US | San Diego Geographic Information Source - JPA
APCD2007-PTO-984451 | Retired | 2009-07-31 | [34W] Registered Engine (Rule 12) | IRVINE CO LA JOLLA RESERVE |  | 3636 NOBEL DR SAN DIEGO, CA | 92122 | H | EMERGENCY STANDBY ENGINE: CUMMINS DIESEL ENGINE, MODEL 6BT-5.9, S/N44119512, RATED AT 134 BHP, DRIVING A GENERATOR. (984451-CCN-10/06) | 1 | 0 | 0 | 0 | 1 | Diesel |  | 134 | 99.9238 | [5 empty] | 0 | 0 | 32.869 | -117.2278 | 1 | rooftop | 3636 | Nobel Dr |  |  | San Diego | CA | San Diego County | 92122 | US | San Diego Geographic Information Source - JPA
APCD2007-PTO-984477 | Retired | 2009-07-31 | [34H] California Certified Emergency Standby Engine | Commander Navy Region SW | Marvin Johnson | Naval Air Station North Island Coronado, CA | 92155 | O | EMERGENCY DIESEL ENGINE: CUMMINS MODEL 6CTAA8.3G3, S/N 46610970, 288 BHP, TURBOCHARGED, AFTER COOLED, MODEL YEAR 2006, TIER 2 FAMILY # 4CEXL0505ACB, DRIVING A 1500 GPM FIRE PUMP DIRECTLY, LOCATED IN BUILDING 812. 984477-SJE-2/2007 | 1 | 0 | 0 | 0 | 1 | Diesel |  | 288 | 214.7616 | [5 empty] | 0 | 0 | 32.6992 | -117.2096 | 1 | place |  |  |  |  | Coronado | CA | San Diego County | 92118 | US | TIGER/LineÂ® dataset from the US Census Bureau
APCD2007-PTO-984497 | Retired | 2009-07-31 | [34C] Emergency Standby Engine | Bristol Farms |  | 8510 Genesee Ave San Diego, CA | 92122 | H | EMERGENCY ENGINE: GENERAL MOTORS VORTEC 4.3L, FUELED WITH EITHER NATURAL GAS OR PROPANE, S/N 4P3L20974 , 60 HP, WITH JOHNSON MATTHEY BANDITO CATALYTIC CONVERTER MODEL CX 4-4, DRIVING A 45 KW GENERATOR (KOHLER 45RZG, S/N 2095150). 984497-SJE-2/2007 | 0 | 0 | 1 | 1 | 2 | Natural Gas | 45 | 60 | 45 | 2021-06-02 | 321.40 | 2021-06-02 | 330.80 | 9.4 | 423 | 0.30721 | 32.8677 | -117.2149 | 1 | rooftop | 8510 | Genesee Ave |  |  | San Diego | CA | San Diego County | 92122 | US | San Diego Geographic Information Source - JPA
APCD2007-PTO-984510 | Retired | 2009-07-31 21:39 | [34H] California Certified Emergency Standby Engine | FAVRILLE INC |  | 10421 PACIFIC CENTER CT SAN DIEGO, CA | 92121 | G | EMERGENCY STANDBY ENGINE: JOHN DEERE DIESEL ENGINE, MODEL 4045TF270, S/NPE4045T637332, RATED AT 99 BHP, MODEL YEAR 2006, EPA TIER 2 CERTIFIED OFENGINE FAMILY NUMBER 6JDXL04.5057, TURBOCHARGED, DRIVING A 50 KW GENERATOR.(984510-CCN-8/07) | 1 | 0 | 0 | 0 | 1 | Diesel | 50 | 99 | 50 | [5 empty] | 0 | 0 | 32.9065 | -117.1872 | 1 | rooftop | 10421 | Pacific Center Ct |  |  | San Diego | CA | San Diego County | 92121 | US | Sandoval
APCD2007-PTO-984590 | Retired | 2009-07-31 | [34C] Emergency Standby Engine | Albertsons #6759 | Jill Washburn | 2310 Proctor Valley Rd Chula Vista, CA | 91911 | R | EMERGENCY ENGINE: GENERAL MOTOR VORTEC 4.3L, S/N GM12552422, NATURAL GAS OR LIQUID PROPANE FUEL, 75 HP, EQUIPPED WITH JOHNSON MATTHEY CATALYTIC CONVERTER MODEL CX4-4, DRIVING A KOHLER GENERATOR MODEL 45RZG984590-SJE-4/07 | 0 | 0 | 1 | 1 | 2 | Natural Gas |  | 75 | 55.9275 | [5 empty] | 0 | 0 | 32.6605 | -116.9703 | 1 | rooftop | 2310 | Proctor Valley Rd |  |  | Chula Vista | CA | San Diego County | 91914 | US | San Diego Geographic Information Source - JPA
APCD2007-PTO-984731 | Retired | 2009-07-31 | [34H] California Certified Emergency Standby Engine | Cox Communications-El Cajon MTC | Brandy Brickey | 1175 Cuyamaca St El Cajon, CA | 92020 | L | EMERGENCY DIESEL ENGINE: CATERPILLAR MODEL C18,S/N EST00127, 923 BHP, TURBOCHARGED, AFTERCOOLED, TIER 2 CERTIFIED OF ENGINE FAMILY #6CPXL18.1ESL, MODEL YEAR 2006, DRIVING A 600 KW EMERGENCY GENERATOR. 984731-SJE-8/07 | 1 | 0 | 0 | 0 | 1 | Diesel | 600 | 923 | 600 | [5 empty] | 0 | 0 | 32.8109 | -116.9793 | 1 | rooftop | 1175 | Cuyamaca St |  |  | El Cajon | CA | San Diego County | 92020 | US | Sandoval
APCD2007-PTO-984778 | Retired | 2009-07-31 | [34C] Emergency Standby Engine | AMVETS Thrift Store #19 | Store Manager | 999 Cardiff St San Diego, CA | 92114 | N | EMERGENCY ENGINE: GENERAL MOTORS 4.3L-V6-VORTEC, NATURAL GAS FIRED, S/N 102LXT10730444, 56 BHP, EQUIPPED WITH JOHNSON-MATTHEY CXX0-3 CATALYTIC CONVERTER AND A/F RATIO CONTROLLER, DRIVING A 35 KW GENER AC MODELS G035 GENERATOR. 984778-SJE-12/2006 | 0 | 0 | 1 | 0 | 1 | Natural Gas | 35 | 56 | 35 | [5 empty] | 0 | 0 | 32.7168 | -117.025 | 1 | rooftop | 999 | Cardiff St |  |  | San Diego | CA | San Diego County | 92114 | US | San Diego Geographic Information Source - JPA
APCD2007-PTO-984779 | Retired | 2009-07-31 | [34C] Emergency Standby Engine | AMVETS THRIFT STORE #17 | Store Manager | 2085 VALLEY PY E ESCONDIDO, CA | 92027 | D | EMERGENCY ENGINE: GENERAL MOTORS 4.3L-V6-VORTEC, PROPANE FIRED, S/N 102LXT107039304, 56 BHP, EQUIPPED WITH JOHNSON-MATTHEY CXX0-3 CATALYTIC CONVERTER AND A/F RATIO CONTROLLER, DRIVING A 35 KW GENERAC GENERATOR MODEL SG035. 984779-SJE-12/2006 | 0 | 0 | 0 | 1 | 1 | Propane | 35 | 56 | 35 | [5 empty] | 0 | 0 | 33.1378 | -117.0497 | 0.75 | nearest_rooftop_match | 2101 | E Valley Pkwy |  |  | Escondido | CA | San Diego County | 92027 | US | San Diego Geographic Information Source - JPA
APCD2007-PTO-984780 | Retired | 2009-07-31 | [34C] Emergency Standby Engine | Amvets Thrift Store #16 | Store Manager | 1130 E Main St El Cajon, CA | 92021 | L | EMERGENCY ENGINE: GM 4.3L-V6-VORTEC, NATURAL GAS FIRED, S/N 1021LX1071752, 56 BHP, EQUIPPED WITH JOHNSON-MATTHEY CXX0-3 CATALYTIC CONVERTER AND AIR / FUEL RATIO CONTROLLER, DRIVING A 35 KW GENERAC SG035 GENERATOR.984780-SJE-03/2007 | 0 | 0 | 1 | 0 | 1 | Natural Gas | 35 | 56 | 35 | [5 empty] | 0 | 0 | 32.7954 | -116.9437 | 1 | rooftop | 1130 | E Main St |  |  | El Cajon | CA | San Diego County | 92021 | US | San Diego Geographic Information Source - JPA
APCD2007-PTO-984848 | Retired | 2009-07-31 | [34W] Registered Engine (Rule 12) | SPORTS AUTHORITY THE |  | 1050 EL CAMINO REAL N ENCINITAS, CA | 92024 | E | EMERGENCY STANDBY GENERATOR: 128 BHP GENERAC MODEL 97A02205-S (OLYMPIAN /CATERPILLAR TRANSFER MODEL)/ UNIT SERIAL # 2034551; SPEC # CD080, DIESEL FIRED, MFR 1997. 984848 EAD 4/5/07 | 1 | 0 | 0 | 0 | 1 | Diesel |  | 128 | 95.4496 | [5 empty] | 0 | 0 | 33.0337 | -117.2566 | 1 | range_interpolation | 1050 | El Camino Real |  |  | Encinitas | CA | San Diego County | 92024 | US | TIGER/LineÂ® dataset from the US Census Bureau
APCD2007-PTO-984898 | Retired | 2009-07-31 | [34H] California Certified Emergency Standby Engine | Lemon Grove Care & Rehab | Owner Manager | 8351 Broadway Lemon Grove, CA | 91945 | N | INTERNAL COMBUSTION ENGINE. MAKE: CUMMINS, MODEL: 4BTA3.9-G5. SERIAL NO.: 46524568. DIESEL FUELED, EQUIPPED WITH TURBOCHARGER AND INTERCOOLER. BHP RATING: 99 HP. EPA ENGINE FAMILY NO. 5CEXL0239.AAG. DRIVES AN ELECTRICAL EMERGENCY GENERATOR RATED AT 50 KW. JFTNEWMAY1707 | 1 | 0 | 0 | 0 | 1 | Diesel | 50 | 99 | 50 | 2021-12-31 | 272.80 | 2022-02-07 | 292.90 | 20.1 | 1005 | 0.91293 | 32.746 | -117.017 | 1 | rooftop | 8351 | Broadway |  |  | Lemon Grove | CA | San Diego County | 91945 | US | San Diego Geographic Information Source - JPA
APCD2007-PTO-985120 | Retired | 2009-07-31 12:39 | [34H] California Certified Emergency Standby Engine | 3E Company | General Manager | 1905 Aston Av Carlsbad, CA | 92008 | C | EMERGENCY DIESEL ENGINE: -JOHN DEERE 6068HF485T -S/N PE6068L009011 315 BHP, TURBOCHARGED, AFTERCOOLED, EPA TIER 3 CERTIFIED OF FAMILY #7JDXLO6.8101, DRIVING A 180 KW GENERATOR. 985120-SJE-10/2007 | 1 | 0 | 0 | 0 | 1 | Diesel | 180 | 315 | 180 | [5 empty] | 0 | 0 | 33.1309 | -117.2878 | 1 | rooftop | 1905 | Aston Ave |  |  | Carlsbad | CA | San Diego County | 92008 | US | San Diego Geographic Information Source - JPA
APCD2007-PTO-985133 | Retired | 2009-07-31 | [34H] California Certified Emergency Standby Engine | Freeman Associates Investment Mgmt LLC | Owner Manager | 12265 El Camino Real San Diego, CA | 92130 | M | EMERGENCY STANDBY GENERATOR: 94.5 BHP CAPACITY PERKINS MODEL 1104-44G2 /D60-4 S/N E4M04473, TURBOCHAGED AND AFTERCOOLED DIESEL FIRED ENGINE DRIVING A 60 KW GENERATOR. US EPA TIER II ENGINE, EPA # PKX-NR4-06-02, CARBU-R-022-0079, FAMILY 6PKXL04.4RG1.985133 7/19/07 EAD | 1 | 0 | 0 | 0 | 1 | Diesel | 60 | 945 | 60 | [5 empty] | 0 | 0 | 32.9405 | -117.2395 | 1 | rooftop | 12265 | El Camino Real |  |  | San Diego | CA | San Diego County | 92130 | US | San Diego Geographic Information Source - JPA
APCD2007-PTO-985175 | Retired | 2009-07-31 | [34H] California Certified Emergency Standby Engine | Mission Imprintables | Owner Manager | 6060 Business Center Ct #200 San Diego, CA | 92154 | S | EMERGENCY STANDBY ENGINE: PERKINS DIESEL ENGINE, MODEL 1004-40T, S/N U108036G, RATED AT 94.7 BHP, MODEL YEAR 2001, EPA TIER 1 CERTIFIED OF ENGINE FAMILY NUMBER 1PKXL03.9AK1, EQUIPPED WITH JOHNSON MATTHEY CRT DIESEL PARTICULATE FILTER, DRIVING A 60 KW GENERATOR. (985175-CCN-7/07) | 1 | 0 | 0 | 0 | 1 | Diesel | 60 | 94.7 | 60 | [5 empty] | 0 | 0 | 32.5698 | -117.0044 | 1 | rooftop | 6060 | Business Center Ct | # | 200 | San Diego | CA | San Diego County | 92154 | US | Sandoval
APCD2007-PTO-985933 | Retired | 2009-07-31 15:11 | [34W] Registered Engine (Rule 12) | Alvarado Hospital | Rob Kessler | 6655 Alvarado Rd San Diego, CA | 92120 | J | REGISTRATION OF DIESEL EMERGENCY BACKUP GENERATOR, MAKE CUMMINS, 105 HP MODEL 80DGDAL28797A, S/N F880130738, APP# 985933 | 1 | 0 | 0 | 0 | 1 | Diesel |  | 105 | 78.2985 | [5 empty] | 0 | 0 | 32.7761 | -117.0574 | 1 | rooftop | 6655 | Alvarado Rd |  |  | San Diego | CA | San Diego County | 92120 | US | San Diego Geographic Information Source - JPA
APCD2007-PTO-989235 | Retired | 2009-07-31 08:54 | [34C] Emergency Standby Engine | Haggen Opco South LLC dba Haggen #2142 | Travis Stratton | 13439 Camino Canada El Cajon, CA | 92021 | L | EMERGENCY ENGINE: NATURAL GAS FUELED, GENERAL MOTORS 5.7 L, S/N: 5.7L-05861,88 HP, EQUIPPED WITH MIRATECH 3-WAY OXIDATION CATALYST MODEL MN-08-03-D2 CATALYTIC CONVERTER, DRIVING A 45 KW GENERATOR. (PREVIOUSLY PO#981985) 989235/SJE | 0 | 0 | 1 | 0 | 1 | Natural Gas | 45 | 88 | 45 | [5 empty] | 0 | 0 | 32.8252 | -116.9013 | 1 | rooftop | 13439 | Camino Canada |  |  | El Cajon | CA | San Diego County | 92021 | US | San Diego Geographic Information Source - JPA
APCD2008-PTO-860327 | Retired | 2009-07-31 | [34C] Emergency Standby Engine | Commander Navy Region Southwest N45/Air | Bill Gage | 750 Pacific Highway,Floor 11 San Diego, Ca | 92132 | N | EMERGENCY DIESEL ENGINE GENERATOR SET, CATERPILLAR MODEL 3516, 1971 HP, 1400 KW USING NO. 2 DIESEL FUEL. (983210 6/05) (APPL #860327/GEA) NO APP17CCR93115SJE11/05 (ATCM DATA: S/N 25Z00682) | 1 | 0 | 0 | 0 | 1 | Diesel | 400 | 1971 | 400 | [5 empty] | 0 | 0 | 32.7131 | -117.1712 | 1 | range_interpolation | 750 | Pacific Hwy | Fl | 11 | San Diego | CA | San Diego County | 92110 | US | TIGER/LineÂ® dataset from the US Census Bureau
APCD2008-PTO-870273 | Retired | 2009-07-31 | [34C] Emergency Standby Engine | Palomar Health Downtown Campus | Director of Facility Operations | 555 E Valley Py Escondido, CA | 92025 | D | EMERGENCY GENERATOR: CATERPILLAR MODEL 3508 STD, RATED 1106 HP, 750 KW, DIESEL-FIRED, S/N 23Z01823, WITH VERTICAL UNOBSTRUCTED EXHAUST. (APPL #870273/JJS) 0289 870273 17 CCR 93115 SJE 8/06, 985919 SJE 3/08: ATCM HEALTH-40HRS | 1 | 0 | 0 | 0 | 1 | Diesel | 750 | 1106 | 750 | 2021-12-31 | 1126.40 | 2022-01-25 | 1127.20 | 0.8 | 600 | 0.54504 | 33.1262 | -117.0759 | 1 | range_interpolation | 555 | E Valley Pkwy |  |  | Escondido | CA | San Diego County | 92025 | US | TIGER/LineÂ® dataset from the US Census Bureau
APCD2008-PTO-870274 | Retired | 2009-07-31 | [34C] Emergency Standby Engine | Palomar Health Downtown Campus | Director of Facility Operations | 555 E Valley Py Escondido, CA | 92025 | D | EMERGENCY GENERATOR: CATERPILLAR MODEL 3508 STD, RATED 1106 HP, DIESEL OIL FIRED, S/N 23Z01822, WITH VERTICAL UNOBSTRUCTED EXHAUST. (APPL #870274/JJS) 1188 870274 17 CCR 93115 SJE 8/06, 985920 SJE 3/08: ATCM HEALTH-40HRS | 1 | 0 | 0 | 0 | 1 | Diesel |  | 1106 | 824.7442 | 2021-12-31 | 1122.30 | 2022-01-25 | 1137.80 | 15.5 | 12783.5351 | 11.6125 | 33.1262 | -117.0759 | 1 | range_interpolation | 555 | E Valley Pkwy |  |  | Escondido | CA | San Diego County | 92025 | US | TIGER/LineÂ® dataset from the US Census Bureau
APCD2008-PTO-890864 | Retired | 2009-07-31 11:37 | [34W] Registered Engine (Rule 12) | SD CO of Gen Svcs PR0086 | Bldg Maint Supervisor | 5555 Overland Av Bldg 10 San Diego, CA | 92123 | J | PORTABLE EMERGENCY GENERATOR: WINCO MODEL 50CDS-23RPE/A, 50 KW, DRIVEN BY A CUMMINS MODEL 4BT-3.9, 4-CYL IN-LINE, TURBOCHARGED, 86 BHP, DIESEL ENGINE. (S/N 44259159) (NE BLDG 6, ELECTRIC SHOP) JCM 06/93 890864 17CCR93115 SJE10/05, 17CCR93116 SJE4/08 | 1 | 0 | 0 | 0 | 1 | Diesel | 50 | 86 | 50 | [5 empty] | 0 | 0 | 32.8339 | -117.1306 | 1 | range_interpolation | 5555 | Overland Ave | Bldg | 10 | San Diego | CA | San Diego County | 92123 | US | TIGER/LineÂ® dataset from the US Census Bureau
APCD2008-PTO-920876 | Retired | 2009-07-31 | [34W] Registered Engine (Rule 12) | USMC Base Military Support | AC/S Environmental Security | Camp Pendleton Camp Pendleton, CA | 92055 | A | EMERGENCY STANDBY ENGINE: CUMMINS DIESEL ENGINE, MODEL 6CTA 8.3-G, S/N 44793948, RATED AT 277 BHP, MODEL YEAR 1993. (920876-AFS-10/96)(NO APP-AFS-7/97)(985554-CCN-12/07)BLDG R-130 Functional Group: Military Support (S) | 1 | 0 | 0 | 0 | 1 | Diesel |  | 277 | 206.5589 | [5 empty] | 0 | 0 | 33.3877 | -117.4448 | 1 | place |  |  |  |  | Camp Pendleton | CA | San Diego County | 92055 | US | TIGER/LineÂ® dataset from the US Census Bureau
APCD2008-PTO-920898 | Retired | 2009-07-31 | [34C] Emergency Standby Engine | Naval Information Warfare Center Pacific |  | 53560 Hull Street San Diego, CA | 92152 | I | ONE (1) EMERGENCY ENGINE GENERATOR SET: KOHLER GENERATOR, MODEL: 45RZ, WITH A FORD ENGINE, MODEL: VSG-411I-6005-A S/N 08606 K-25-RB 82 BHP, PROPANE GAS FIRED. APPL# 920898 EFH 10/15/93 MOVED FROM BLDG A35 TO A45 4/08 920898 | 0 | 0 | 0 | 1 | 1 | Propane |  | 82 | 61.1474 | [5 empty] | 0 | 0 | 32.724 | -117.2479 | 0.7 | street_center |  | Hill St |  |  | San Diego | CA | San Diego County | 92107 | US | TIGER/LineÂ® dataset from the US Census Bureau
APCD2008-PTO-921091 | Retired | 2009-07-31 | [34C] Emergency Standby Engine | BMR-Sorrento West LLC | Thomas Felter | 11055 Flintkote Ave San Diego, CA | 92121 | G | ONE (1) EMERGENCY ENGINE GENERATOR; ENG MFR: JOHN DEERE, 289 BHP, S/N: RG6076A188325; GENERATOR MFR: KOHLER ROZJ81, 180 KW, S/N: 325617. APPL 921091 04/14/93 EFH (978662 10/02)(983448 8/05) 17CCR93115 SJE04/06 | 0 | 0 | 0 | 0 | 0 | Unknown | 180 | 289 | 180 | [5 empty] | 0 | 0 | 32.9038 | -117.2309 | 1 | rooftop | 11055 | Flintkote Ave |  |  | San Diego | CA | San Diego County | 92121 | US | San Diego Geographic Information Source - JPA
APCD2008-PTO-921552 | Retired | 2009-07-31 | [34C] Emergency Standby Engine | General Services Administration | Pete Watson | 880 Front Street San Diego, CA | 92101 | N | FIRE PUMP-ENGINE SET: CLARKE-DETROIT DIESEL MODELD DFP-04AT 7004, SERIAL NO. 4A-284907, 235 HP @ 2100 RPM, TURBOCHARGED DIESEL ENGINE DRIVING A WATER PUMP FOR THE FIRE SPRINKLER SYSTEM. (ADL 8/93). 921552 17CCR93115 SJE 8/06 | 1 | 0 | 0 | 0 | 1 | Diesel |  | 235 | 175.2395 | [5 empty] | 0 | 0 | 32.7143 | -117.165 | 1 | rooftop | 880 | Front St |  |  | San Diego | CA | San Diego County | 92101 | US | San Diego Geographic Information Source - JPA
APCD2008-PTO-960160 | Retired | 2009-07-31 | [34W] Registered Engine (Rule 12) | Palomar Health Downtown Campus | Director of Facility Operations | 555 E Valley Py Escondido, CA | 92025 | D | ONE(1) EMERGENCY ENGINE GENERATOR: CUMMINS DIESEL ENGINE, MODEL NT855G2,S/N 30119833, 355 HP, EQUIPPED WITH TURBOCHARGER, DRIVING A 200KW KATOLIGHT GENERATOR, WITH VERTICAL UNOBSTRUCTED EXHAUST.960160 EFH 02/98 17CCR93115 SJE8/06, 985921-SJE-3/08:ATCM HEALTH-40HRS | 1 | 0 | 0 | 0 | 1 | Diesel | 200 | 355 | 200 | 2021-12-31 | 296.30 | 2022-01-25 | 297.00 | 0.7 | 140 | 0.12718 | 33.1262 | -117.0759 | 1 | range_interpolation | 555 | E Valley Pkwy |  |  | Escondido | CA | San Diego County | 92025 | US | TIGER/LineÂ® dataset from the US Census Bureau
APCD2008-PTO-970283 | Retired | 2009-07-31 | [34W] Registered Engine (Rule 12) | Palomar Health Downtown Campus | Director of Facility Operations | 555 E Valley Py Escondido, CA | 92025 | D | EMERGENCY ENGINE GENERATOR, DETROIT DIESEL, MODEL 9163-7300, S/N16E-003,1103HP, DRIVING A 750 KW GENERATOR, WITH VERTICAL UNOBSTRUCTED EXHAUST.970283 EFH 02/98 17CCR93115 SJE8/06, 985918-SJE-3/08:ATCM HEALTH-40HRS | 1 | 0 | 0 | 0 | 1 | Diesel | 750 | 1103 | 750 | 2021-12-31 | 474.80 | 2022-01-25 | 475.50 | 0.7 | 525 | 0.47691 | 33.1262 | -117.0759 | 1 | range_interpolation | 555 | E Valley Pkwy |  |  | Escondido | CA | San Diego County | 92025 | US | TIGER/LineÂ® dataset from the US Census Bureau
APCD2008-PTO-970981 | Retired | 2009-07-31 | [34W] Registered Engine (Rule 12) | Olivenhain Municipal Water District | General Manager | 1966 Olivenhain Rd Encinitas, CA | 92024 | E | EMERGENCY ENGINE GENERATOR: 200 HP CATERPILLAR DIESEL ENGINE, S/N 30A01049. 970981 GDS 11/98 | 1 | 0 | 0 | 0 | 1 | Diesel |  | 200 | 149.14 | [5 empty] | 0 | 0 | 33.067 | -117.2474 | 1 | rooftop | 1966 | Olivenhain Rd |  |  | Encinitas | CA | San Diego County | 92024 | US | San Diego Geographic Information Source - JPA
APCD2008-PTO-971121 | Retired | 2009-07-31 16:03 | [34W] Registered Engine (Rule 12) | Hubbs Sea World Research Institute | Jim Little | 4200 Garfield St Carlsbad, CA | 92008 | C | EMERGENCY ENGINE GENERATOR: 400 HP CATERPILLAR MODEL 3408 SITA NATURAL GAS FIRED ENGINE, S/N 6NB00740, TURBOCHARGED, AFTERCOOLED, CATALYTIC CONVERTER, 225 KW GENERATOR. GDS 7/98 971121 | 0 | 0 | 1 | 0 | 1 | Natural Gas | 225 | 400 | 225 | [5 empty] | 0 | 0 | 33.1455 | -117.3405 | 1 | range_interpolation | 4200 | Garfield St |  |  | Carlsbad | CA | San Diego County | 92008 | US | TIGER/LineÂ® dataset from the US Census Bureau
APCD2008-PTO-971862 | Retired | 2009-07-31 | [34W] Registered Engine (Rule 12) | Pacific Bell | Manager | 7650 Convoy Ct San Diego, CA | 92111 | M | EMERGENCY ENGINE: DETROIT DIESEL MODEL (KS) 12V71 DIESEL FIRED 376 BHP S/N 12KVA069499 DRIVING AN ELECTRIC GENERATOR 225 KW (09/98 ALC 971862) 17CCR93115 SJE12/05 | 1 | 0 | 0 | 0 | 1 | Diesel | 225 | 376 | 225 | [5 empty] | 0 | 0 | 32.8353 | -117.1552 | 1 | rooftop | 7650 | Convoy Ct |  |  | San Diego | CA | San Diego County | 92111 | US | Sandoval
APCD2008-PTO-971937 | Retired | 2009-07-31 09:44 | [34W] Registered Engine (Rule 12) | Quidel Corporation | Ken Dryden | 10165 McKeller Ct San Diego, Ca | 92121 | G | EMERGENCY ENGINE GENERATOR: 166 HP CUMMINS DIESEL ENGINE, MODEL 6BT-5.89, S/N 44335792. 971937 GDS 3/99 17CCR93115 SJE 12/05 | 1 | 0 | 0 | 0 | 1 | Diesel |  | 166 | 123.7862 | [5 empty] | 0 | 0 | 32.7241 | -117.1709 | 0.5 | place |  |  |  |  | San Diego | CA | San Diego County | 92101 | US | TIGER/LineÂ® dataset from the US Census Bureau
APCD2008-PTO-972164 | Retired | 2009-07-31 | [34W] Registered Engine (Rule 12) | Tower 180 Owner LLC | Roann Gobeil | 1010 Second Avenue San Diego, CA | 92101 | N | EMERGENCY ENGINE GENERATOR: 380 HORSEPOWER CUMMINS DIESEL ENGINE MODEL 25000MII, S/N 25-02550, WITH 250 KW ONAN 250 DFAC GENERATOR. 972164 GDS 4/99 17CCR93115 SJE 12/05 (984744 9/06) | 1 | 0 | 0 | 0 | 1 | Diesel | 250 | 380 | 250 | [5 empty] | 0 | 0 | 32.7164 | -117.1633 | 1 | rooftop | 1010 | 2nd Ave |  |  | San Diego | CA | San Diego County | 92101 | US | San Diego Geographic Information Source - JPA
APCD2008-PTO-972206 | Retired | 2009-07-31 08:41 | [34W] Registered Engine (Rule 12) | Helix Water District | Facility Manager | 1233 Vernon Wy El Cajon, CA | 92020 | L | EMERGENCY ENGINE GENERATOR: CAT DIESEL ENGINE, MODEL 3304, 170 BHP, 125KW, S/N 602634. APPL# 972206 EFH 10/98 | 1 | 0 | 0 | 0 | 1 | Diesel | 125 | 170 | 125 | [5 empty] | 0 | 0 | 32.8113 | -116.9778 | 1 | rooftop | 1233 | Vernon Way |  |  | El Cajon | CA | San Diego County | 92020 | US | San Diego Geographic Information Source - JPA
APCD2008-PTO-972207 | Retired | 2009-07-31 | [34W] Registered Engine (Rule 12) | Helix Water District | Facility Manager | 1233 Vernon WY El Cajon, CA | 92020 | L | PORTABLE EMERGENCY ENGINE GENERATOR SET: CAT DIESEL ENGINE, MODEL 3306, S/N 8JJ00065310 BHP. APPL# 972207 EFH 10/98 | 1 | 0 | 0 | 0 | 1 | Diesel |  | 310 | 231.167 | [5 empty] | 0 | 0 | 32.8113 | -116.9778 | 1 | rooftop | 1233 | Vernon Way |  |  | El Cajon | CA | San Diego County | 92020 | US | San Diego Geographic Information Source - JPA
APCD2008-PTO-972645 | Retired | 2009-07-31 10:24 | [34W] Registered Engine (Rule 12) | SD CO of Gen Svcs PR0086 | Bldg Maint Supervisor | 5555 Overland Av Bldg 10 San Diego, CA | 92123 | J | PORTABLE EMERGENCY ENGINE: GENERAC MODEL 90A02267S, S/N 992513, 80 HP, DIESEL FIRED, MODEL YEAR 1990, DRIVING A 60 KW GENERATOR. APPL# 972645 EFH 5/99 17CCR93115 SJE10/05 17CCR93116 SJE4/08 | 1 | 0 | 0 | 0 | 1 | Diesel | 60 | 80 | 60 | [5 empty] | 0 | 0 | 32.8339 | -117.1306 | 1 | range_interpolation | 5555 | Overland Ave | Bldg | 10 | San Diego | CA | San Diego County | 92123 | US | TIGER/LineÂ® dataset from the US Census Bureau
APCD2008-PTO-972892 | Retired | 2009-07-31 | [34W] Registered Engine (Rule 12) | General Services Administration | Pete Watson | 880 Front Street San Diego, CA | 92101 | N | EMERGENCY ENGINE, DETROIT DIESEL MODEL V16-71 NO S/N 850 BHP. 972892 AFS24 FEB1999 17CCR93115 SJE 8/06 | 1 | 0 | 0 | 0 | 1 | Diesel |  | 850 | 633.845 | [5 empty] | 0 | 0 | 32.7143 | -117.165 | 1 | rooftop | 880 | Front St |  |  | San Diego | CA | San Diego County | 92101 | US | San Diego Geographic Information Source - JPA
APCD2008-PTO-973115 | Retired | 2009-07-31 15:05 | [34W] Registered Engine (Rule 12) | Irvine Company LLC The | Property Manager | 501 Broadway W Ste 410 San Diego, CA | 92101 | N | EMERGENCY ENGINE FIRE PUMP: 8.2 LITER CLARKE GENERAL MOTORS DIESEL ENGINE 190 BHP MODEL DDFPO8GT, S/N 8G206292. 973115 GDS 5/99 17CCR93115 SJE12/05 (984278 5/06) 17CCR93115 SJE8/06 | 1 | 0 | 0 | 0 | 1 | Diesel |  | 190 | 141.683 | [5 empty] | 0 | 0 | 32.7155 | -117.1599 | 1 | rooftop | 501 | Broadway | Ste | 410 | San Diego | CA | San Diego County | 92101 | US | San Diego Geographic Information Source - JPA
APCD2008-PTO-973332 | Retired | 2009-07-31 | [34W] Registered Engine (Rule 12) | MCI | Owner Manager | 8933 Complex Dr San Diego, CA | 92123 | J | EMERGENCY ENGINE: DETROIT DIESEL MODEL 81237416, DIESEL FIRED, 568 BHP, S/N 08VF158025, DRIVING AN ELECTRIC GEN-SET: (KOHLER, MODEL 433RSL4019BF, 175KW, S/N ZF 4030213). (973332 ALC 05/99) 17CCR93115 SJE 9/08 | 1 | 0 | 0 | 0 | 1 | Diesel | 175 | 568 | 175 | [5 empty] | 0 | 0 | 32.83 | -117.1343 | 1 | rooftop | 8933 | Complex Dr |  |  | San Diego | CA | San Diego County | 92123 | US | San Diego Geographic Information Source - JPA
APCD2008-PTO-973426 | Retired | 2009-07-31 11:04 | [34W] Registered Engine (Rule 12) | QUALCOM INC |  | 10300 CAMPUS PT DR BLDG V SAN DIEGO, CA | 92121 | G | KOHLER IC ENGINE MODEL 125ROZ71, 220 BHP, DIESEL FIRED, S/N 076777.973426AFS09JUN1999 17CCR93115 SJE11/05 | 1 | 0 | 0 | 0 | 1 | Diesel |  | 220 | 164.054 | [5 empty] | 0 | 0 | 32.8929 | -117.223 | 0.95 | rooftop | 10300 | Campus Point Dr | Bldg | V | San Diego | CA | San Diego County | 92121 | US | San Diego Geographic Information Source - JPA
APCD2008-PTO-973534 | Retired | 2009-07-31 | [34W] Registered Engine (Rule 12) | Sunny Isle LLC | Olivia Alvarez | 8283 Ronson Rd San Diego, CA | 92111 | M | EMERGENCY ENGINE GENERATOR, 900 HP CUMMINS DIESEL ENGINE, MODEL VTA28-G5, S/N 25236705 APPL# 973534 EFH 06/9917CCR93115 SJE11/05 | 1 | 0 | 0 | 0 | 1 | Diesel |  | 900 | 671.13 | [5 empty] | 0 | 0 | 32.829 | -117.1454 | 1 | range_interpolation | 8283 | Ronson Rd |  |  | San Diego | CA | San Diego County | 92111 | US | TIGER/LineÂ® dataset from the US Census Bureau
APCD2008-PTO-973854 | Retired | 2009-07-31 07:48 | [34W] Registered Engine (Rule 12) | BMR-Bunker Hill LP |  | 3030 BUNKER HILL ST SAN DIEGO, CA | 92109 | I | ALLIS-CHALMERS DIESEL ENGINE MODEL 2500 MKII, 419 (EST) BHP, S/N 25-03369, TURBOCHARGED & AFTERCOOLED. 973854 AFS08 SEP1999 (977010 10/01) 17CCR93115 SJE 12/05 (983960 1/06) | 1 | 0 | 0 | 0 | 1 | Diesel |  | 419 | 312.4483 | [5 empty] | 0 | 0 | 32.8039 | -117.215 | 1 | rooftop | 3030 | Bunker Hill St |  |  | San Diego | CA | San Diego County | 92109 | US | San Diego Geographic Information Source - JPA
APCD2008-PTO-973855 | Retired | 2009-07-31 | [34W] Registered Engine (Rule 12) | BMR-Bunker Hill LP |  | 3030 BUNKER HILL ST SAN DIEGO, CA | 92109 | I | ALLIS-CHALMERS DIESEL ENGINE MODEL 1700, 293 (EST) BHP, S/N 17-02036, TURBOCHARGED & AFTERCOOLED. 973855 AFS 08SEP1999 (977010 10/01) 17CCR93115 SJE 12/05 (983960 1/06) | 1 | 0 | 0 | 0 | 1 | Diesel |  | 293 | 218.4901 | [5 empty] | 0 | 0 | 32.8039 | -117.215 | 1 | rooftop | 3030 | Bunker Hill St |  |  | San Diego | CA | San Diego County | 92109 | US | San Diego Geographic Information Source - JPA
APCD2008-PTO-974185 | Retired | 2009-07-31 09:54 | [34H] California Certified Emergency Standby Engine | Cox Communications | Brandy Brickey | 5651 Copley Dr San Diego, CA | 92111 | M | EMERGENCY DIESEL ENGINE: MITSUBISHI S12HPTAW, S/N: 31660, 1528 HP, TIER 2 CERTIFIED OF FAMILY #7MVXL37.1BBA, TURBOCHARGED, AFTERCOOLED, DRIVING A 1020 KW GENERATOR. 985691/SJE | 1 | 0 | 0 | 0 | 1 | Diesel | 20 | 1528 | 20 | [5 empty] | 0 | 0 | 32.8422 | -117.1668 | 1 | rooftop | 5651 | Copley Dr |  |  | San Diego | CA | San Diego County | 92111 | US | San Diego Geographic Information Source - JPA
APCD2008-PTO-974470 | Retired | 2009-07-31 | [34W] Registered Engine (Rule 12) | ARE-SD Region 40 | Facilty Manager | 10290 Campus Point Drive San Diego, CA | 92121 | G | EMERGENCY ENGINE GENERATOR: 449 HORSEPOWER CATERPILLAR DIESEL ENGINE MODEL 3406, SERIAL NUMBER 1LS00828. (974470 GDS 2/00) 17CCR93115 SJE0 4/06 (984676-CCN-12/07)(985757-CCN-12/07) | 1 | 0 | 0 | 0 | 1 | Diesel |  | 449 | 334.8193 | [5 empty] | 0 | 0 | 32.8921 | -117.2248 | 1 | rooftop | 10290 | Campus Point Dr |  |  | San Diego | CA | San Diego County | 92121 | US | San Diego Geographic Information Source - JPA
APCD2008-PTO-975535 | Retired | 2009-07-31 10:56 | [34W] Registered Engine (Rule 12) | QUALCOMM |  | 6262 LUSK BL SAN DIEGO, CA | 92121 | G | EMERGENCY GENERATOR: 465 HP CUMMINS MODEL NTA 855G DIESEL FIRED ENGINE, S/N 30127526 DRIVES A GENERATOR. 975535 EAD 9/1/01 17CCR93115 SJE 11/05 | 1 | 0 | 0 | 0 | 1 | Diesel |  | 465 | 346.7505 | [5 empty] | 0 | 0 | 32.9009 | -117.1968 | 1 | rooftop | 6262 | Lusk Blvd |  |  | San Diego | CA | San Diego County | 92121 | US | San Diego Geographic Information Source - JPA
APCD2008-PTO-975775 | Retired | 2009-07-31 | [34W] Registered Engine (Rule 12) | Vallecitos Water District | Facility Manager | 201 Vallecitos De Oro San Marcos, CA | 92069 | B | PORTABLE EMERGENCY DIESEL ENGINE: CUMMINS MODEL DGFC, S/N G000130374, 200 HP. 975775 AFS 29 NOV 2000 | 1 | 0 | 0 | 0 | 1 | Diesel |  | 200 | 149.14 | [5 empty] | 0 | 0 | 33.1415 | -117.1806 | 1 | range_interpolation | 201 | Vallecitos De Oro |  |  | San Marcos | CA | San Diego County | 92069 | US | TIGER/LineÂ® dataset from the US Census Bureau
APCD2008-PTO-975776 | Retired | 2009-07-31 | [34W] Registered Engine (Rule 12) | Vallecitos Water District | Facility Manager | 201 Vallecitos De Oro San Marcos, CA | 92069 | B | PORTABLE EMERGENCY DIESEL ENGINE: CUMMINS MODEL DGFC, S/N G000130373, 200 HP.975776 AFS 29 NOV 2000 | 1 | 0 | 0 | 0 | 1 | Diesel |  | 200 | 149.14 | [5 empty] | 0 | 0 | 33.1415 | -117.1806 | 1 | range_interpolation | 201 | Vallecitos De Oro |  |  | San Marcos | CA | San Diego County | 92069 | US | TIGER/LineÂ® dataset from the US Census Bureau
APCD2008-PTO-976248 | Retired | 2009-07-31 14:33 | [34C] Emergency Standby Engine | Linde LLC | Susan Palos | 1970 Diamond St San Marcos, CA | 92078 | E | EMERGENCY ENGINE: GENERAC NATURAL GAS FIRED INTERNAL COMBUSTION ENGINE MODEL 20A021895, S/N SG135-636133N18EPSYY, 197 HP; AIR TO FUEL RATIO CONTROLLER, RICH BURN, RATIO CONTROLLER AND DCL MINE-X MODEL DC48-X, 3-WAY CATALYTIC CONVERTER; 135 KW GENERATOR. 976248AFS06APR2002 | 0 | 0 | 1 | 0 | 1 | Natural Gas | 135 | 197 | 135 | [5 empty] | 0 | 0 | 33.102 | -117.2171 | 1 | rooftop | 1970 | Diamond St |  |  | San Marcos | CA | San Diego County | 92078 | US | San Diego Geographic Information Source - JPA
APCD2008-PTO-976339 | Retired | 2009-07-31 | [34W] Registered Engine (Rule 12) | Designer Molecules Inc | Ken Kirschenman | 10080 Willow Creek Rd San Diego, CA | 92131 | F | INTERNAL COMBUSTION ENGINE AND GENERATOR: GENERAC, MODEL WO4D. SERIAL NO.: A29018. HP RATING: 80 HP. DIESEL FUELED ENGINE. GENERATOR RATED AT 50 KW. (980233 10/03) 17CCR93115 SJE10/05 | 1 | 0 | 0 | 0 | 1 | Diesel | 50 | 80 | 50 | [5 empty] | 0 | 0 | 32.9022 | -117.1091 | 1 | rooftop | 10080 | Willow Creek Rd |  |  | San Diego | CA | San Diego County | 92131 | US | San Diego Geographic Information Source - JPA
APCD2008-PTO-976449 | Retired | 2009-07-31 | [34W] Registered Engine (Rule 12) | SDG&E | Moses Peram | 6875 Consolidated Wy San Diego, CA | 92121 | G | EMERGENCY ENGINE GENERATOR, 100 HP, JOHN DEERE ENGINE, MODEL 4039TF004, S/N CD4039T377723 APPL# 976449 EFH 08/01 17CCR93115 SJE11/05 | 0 | 0 | 0 | 0 | 0 | Unknown |  | 100 | 74.57 | [5 empty] | 0 | 0 | 32.8763 | -117.1664 | 1 | rooftop | 6875 | Consolidated Way |  |  | San Diego | CA | San Diego County | 92121 | US | San Diego Geographic Information Source - JPA
APCD2008-PTO-976831 | Retired | 2009-07-31 12:41 | [34H] California Certified Emergency Standby Engine | Tanox West Inc | General Manager | 11011 Torreyana San Diego, CA | 92121 | G | EMERGENCY STANDBY ENGINE: CATERPILLAR DIESEL ENGINE, MODEL 3512B, S/N 1GZ00544, 2155 BHP, EPA TIER 1 CERTIFIED OF ENGINE FAMILY NUMBER 1CPXL58.6ERK, DRIVING A 1500 KW GENERATOR. (976831-CCN-2/02)(982390 1/05) 17CCR93115 SJE11/05TNO #986834 12828 34H01 | 1 | 0 | 0 | 0 | 1 | Diesel | 500 | 2155 | 500 | [5 empty] | 0 | 0 | 32.9056 | -117.2366 | 1 | rooftop | 11011 | Torreyana Rd |  |  | San Diego | CA | San Diego County | 92121 | US | San Diego Geographic Information Source - JPA
APCD2008-PTO-977341 | Retired | 2009-07-31 11:25 | [34C] Emergency Standby Engine | Amneal Pharmaceuticals LLC | Ollen Williams | 11120 Roselle St., Ste E San Diego, CA | 92121 | G | EMERGENCY ENGINE: GENERAL MOTORS, MODEL VORTEC 8.1L, 162 BHP, NATURAL GAS FIRED, DRIVING A 95-KW ELECTRIC GENERATOR. (983996 1/06) (977341 ALC 11/02) | 0 | 0 | 1 | 0 | 1 | Natural Gas | 95 | 162 | 95 | [5 empty] | 0 | 0 | 32.9051 | -117.2309 | 1 | rooftop | 11120 | Roselle St | Ste | E | San Diego | CA | San Diego County | 92121 | US | San Diego Geographic Information Source - JPA
APCD2008-PTO-977792 | Retired | 2009-07-31 08:51 | [34C] Emergency Standby Engine | USMC Base Public Utilities U21 | Commanding General | Bldg 20831 Camp Pendleton, CA | 92055 | A | EMERGENCY STANDBY ENGINE: NEW HOLLAND DIESEL ENGINE, MODEL 7.5DMTA, S/N: 2067461, RATED AT 195 BHP, MODEL YEAR 2001, TURBO CHARGED, AFTER COOLED, EQUIPPED WITH A NETT TECHNOLOGIES DH422 EXHAUST CONDITIONER, DRIVING A 130 KW GENERAC GENERATOR LOCATED AT BUILDING 200832, MCB CAMP PENDLETON JFTJAN1203 NEW 986810/DCT | 1 | 0 | 0 | 0 | 1 | Diesel | 130 | 195 | 130 | [5 empty] | 0 | 0 | 33.3877 | -117.4448 | 0.5 | place |  |  |  |  | Camp Pendleton | CA | San Diego County | 92055 | US | TIGER/LineÂ® dataset from the US Census Bureau
APCD2008-PTO-978144 | Retired | 2009-07-31 14:40 | [34W] Registered Engine (Rule 12) | SD CO OF DPW WASTEWATER MGMT | Facility Manager | 11937 CAMPO RD SPRING VALLEY, CA | 91978 | Q | Portable emergency engine. Make: John Deere. Model: DB081J. Serial No.: 7300797. Hp rating: 90. Diesel fueled engine. Powers a generator located at wastewater pump station. 17CCR93115 SJE10/05, 17CCR93116 SJE4/08 | 1 | 0 | 0 | 0 | 1 | Diesel |  | 90 | 67.113 | [5 empty] | 0 | 0 | 32.7372 | -116.9421 | 1 | rooftop | 11937 | Campo Rd |  |  | Spring Valley | CA | San Diego County | 91978 | US | San Diego Geographic Information Source - JPA
APCD2008-PTO-978170 | Retired | 2009-07-31 11:27 | [34W] Registered Engine (Rule 12) | CA ST of Office Building | Chief Engineer II | 1350 Front St San Diego, CA | 92101 | N | EMERGENCY ENGINE: CATERPILLAR, MODEL 3114 119 BHP DIESEL FIRED S/N 6AF00412 DRIVING AN ELECTRIC GENERATOR. (978170 ALC 06/02) 17CCR93115 SJE 04/06 | 1 | 0 | 0 | 0 | 1 | Diesel |  | 119 | 88.7383 | [5 empty] | 0 | 0 | 32.7194 | -117.165 | 1 | rooftop | 1350 | Front St |  |  | San Diego | CA | San Diego County | 92101 | US | San Diego Geographic Information Source - JPA
APCD2008-PTO-978590 | Retired | 2009-07-31 | [34W] Registered Engine (Rule 12) | Marathon Equipment Leasing | Timothy Meyer | 10108 Riverford Road Lakeside, CA | 92040 | H | EMERGENCY PORTABLE INTERNAL COMBUSTION ENGINE. MAKE: DETROIT DIESEL. MODEL:8VF 012328. EQUIPPED WITH A TURBOCHARGER AND AFTERCOOLER. BHP RATING: 355 HP. DIESEL FUELED. DRIVES A WATER PUMP. | 1 | 0 | 0 | 0 | 1 | Diesel |  | 355 | 264.7235 | [5 empty] | 0 | 0 | 32.8579 | -116.9489 | 1 | rooftop | 10108 | Riverford Rd |  |  | Lakeside | CA | San Diego County | 92040 | US | San Diego Geographic Information Source - JPA
APCD2008-PTO-978874 | Retired | 2009-07-31 | [34C] Emergency Standby Engine | City of San Diego - Public Utilities Dept (PUD) | Neil Tran | 2392 Kincaid Road San Diego, CA | 92101 | N | EMERGENCY STANDBY ENGINE: GENERAC ENGINE, NATURAL GAS FUELED, MODEL13.3, S/N 088486, RATED AT 309 BHP, EQUIPPED WITH GENERAC CATALYTIC CONVERTER MODEL PREMIUMM CATALYST AND BARIFUEL AIR TO FUEL RATIO CONTROLLER DRIVING A 200 KW GENERATOR. (978874-CCN-9/03) | 0 | 0 | 1 | 0 | 1 | Natural Gas | 200 | 309 | 200 | [5 empty] | 0 | 0 | 32.7316 | -117.2109 | 1 | rooftop | 2392 | Kincaid Rd |  |  | San Diego | CA | San Diego County | 92101 | US | San Diego Geographic Information Source - JPA
APCD2008-PTO-979237 | Retired | 2009-07-31 | [34H] California Certified Emergency Standby Engine | 24 Hour Fitness | General Manager | 2234 Rutherford Rd Carlsbad, CA | 92008 | C | EMERGENCY DIESEL ENGINE: JOHN DEERE 6135HF485, S/N: RG6135L000234, 617 HP, TIER 3 CERTIFIED OF FAMILY, # 6JDXL13.5103, AFTERCOOLED, TURBOCHARGED, DRIVING A 400 KW GENERATOR. 17CCR93115 SJE 11/05985276-SJE-02/2008 NEW ENGINE REPLACED EXISITING | 1 | 0 | 0 | 0 | 1 | Diesel | 400 | 617 | 400 | [5 empty] | 0 | 0 | 33.132 | -117.2776 | 1 | range_interpolation | 2234 | Rutherford Rd |  |  | Carlsbad | CA | San Diego County | 92008 | US | TIGER/LineÂ® dataset from the US Census Bureau
APCD2008-PTO-979796 | Retired | 2009-07-31 | [34W] Registered Engine (Rule 12) | ARE-SD Region No. 23, LLC. | Jason Moorhead | 3115 Merryfield Row San Diego, CA | 92121 | G | EMERGENCY STANDBY ENGINE: DETROIT DIESEL ENGINE, MODEL 8.7L SERIES 40, S/N 612975, RATED AT 305 BHP, TURBOCHARGED, DRIVING A GENERATOR. (979796-CCN-8/03) 17CCR93115SJE04/06 | 1 | 0 | 0 | 0 | 1 | Diesel |  | 305 | 227.4385 | [5 empty] | 0 | 0 | 32.901 | -117.2384 | 1 | rooftop | 3115 | Merryfield Row |  |  | San Diego | CA | San Diego County | 92121 | US | San Diego Geographic Information Source - JPA
APCD2008-PTO-979901 | Retired | 2009-07-31 | [34W] Registered Engine (Rule 12) | Elite Athlete Services LLC | Facility Manager | 2800 Olympic Parkway Chula Vista, CA | 91915 | R | EMERGENCY STANDBY ENGINE: FORD ENGINE, FUELED WITH NATURAL GAS, MODEL LSG-8751-6005-A, S/N 03509.L-01RL, RATED AT 168 BHP, TURBOCHARGED, DRIVING A GENERATOR. | 0 | 0 | 1 | 0 | 1 | Natural Gas |  | 168 | 125.2776 | [5 empty] | 0 | 0 | 32.6283 | -116.9378 | 1 | rooftop | 2800 | Olympic Pkwy |  |  | Chula Vista | CA | San Diego County | 91915 | US | Sandoval
APCD2008-PTO-979970 | Retired | 2009-07-31 | [34W] Registered Engine (Rule 12) | Fredericka Manor Care Center |  | 111 3rd Ave Chula Vista, CA | 91910 | Q | EMERGENCY ENGINE GENERATOR: 75 HP GENERATOR DIESEL ENGINE MODEL F-5222-S-1-F63 S/N 606702 APPL# 979970 EFH 09/03 17CCR93115 SJE 12/05 | 1 | 0 | 0 | 0 | 1 | Diesel |  | 75 | 55.9275 | [5 empty] | 0 | 0 | 32.6478 | -117.0823 | 1 | range_interpolation | 111 | 3rd Ave |  |  | Chula Vista | CA | San Diego County | 91910 | US | TIGER/LineÂ® dataset from the US Census Bureau
APCD2008-PTO-980727 | Retired | 2009-07-31 | [34W] Registered Engine (Rule 12) | Escondido City of | Bldg Supervisor | 700 Grand St W Escondido, CA | 92025 | D | EMERGENCY ENGINE: JOHN DEERE, MODEL 4039TF, 75 BHP, DIESEL FIRED, S/N CD4039T219452, DRIVING AN ELECTRIC GENERATOR. (980727 ALC 02/04) 17CCR93115 SJE11/05 | 1 | 0 | 0 | 0 | 1 | Diesel |  | 75 | 55.9275 | [5 empty] | 0 | 0 | 33.118 | -117.0903 | 0.7 | rooftop | 700 | W Grand Ave W |  |  | Escondido | CA | San Diego County | 92025 | US | San Diego Geographic Information Source - JPA
APCD2008-PTO-981515 | Retired | 2009-07-31 08:40 | [34W] Registered Engine (Rule 12) | SD CO OF DPW WASTEWATER MGMT | Facility Manager | 11937 CAMPO RD SPRING VALLEY, CA | 91978 | Q | EMERGENCY ENGINE: CUMMINS, MODEL 6CT8.3-G, SERIES 412, 207 BHP, DIESEL FIRED, TURBOCHARGED, S/N 44773457. (981515 ALC 07/04) | 1 | 0 | 0 | 0 | 1 | Diesel |  | 207 | 154.3599 | [5 empty] | 0 | 0 | 32.7372 | -116.9421 | 1 | rooftop | 11937 | Campo Rd |  |  | Spring Valley | CA | San Diego County | 91978 | US | San Diego Geographic Information Source - JPA
APCD2008-PTO-981939 | Retired | 2009-07-31 21:38 | [34W] Registered Engine (Rule 12) | NTN COMMUNICATIONS INC |  | 5966 LA PLACE CT #100 CARLSBAD, CA | 92008 | C | EMERGENCY ENGINE: CUMMINS, MODEL 6CT8.3-G, DIESEL FIRED, 207 BHP,TURBOCHARGED, AFTERCOOLED, S/N 45195743.(981939 ALC 02/07) | 1 | 0 | 0 | 0 | 1 | Diesel |  | 207 | 154.3599 | [5 empty] | 0 | 0 | 33.1326 | -117.2721 | 1 | range_interpolation | 5966 | LA Place Ct | Ste | 100 | Carlsbad | CA | San Diego County | 92008 | US | TIGER/LineÂ® dataset from the US Census Bureau
APCD2008-PTO-981978 | Retired | 2009-07-31 21:39 | [34C] Emergency Standby Engine | VONS #2114 |  | 1666 ROSECRANS BL SAN DIEGO, CA | 92106 | I | EMERGENCY STANDBY ENGINE:ONE (1) 60 BHP GENERAL MOTORS NATURAL GAS FIREDENGINE, MODEL 5.7L, ENGINE SERIAL NUMBER 5.7L-05971, GENERATOR S/N 6451972586-002 WITH DUAL CURVE DIGITAL AIR TO FUEL RATIO CONTROLLER WITH OXYGENSENSOR SYSTEM AND MIRATECH 3-WAY OXIDATION NSCR, MODEL MN-08-03-D2, DRIVINGA 45 KW GENERATOR, MODEL 145FPG4. 981978 EAD 2/16/06NO APP EAD 8/2/06 (NEW BEC) | 0 | 0 | 1 | 0 | 1 | Natural Gas | 45 | 60 | 45 | [5 empty] | 0 | 0 | 32.7285 | -117.2266 | 0.95 | rooftop | 1666 | Rosecrans St |  |  | San Diego | CA | San Diego County | 92106 | US | San Diego Geographic Information Source - JPA
APCD2008-PTO-981987 | Retired | 2009-07-31 21:39 | [34C] Emergency Standby Engine | VONS #2340 |  | 1737 OCEANSIDE BL OCEANSIDE, CA | 92054 | C | EMERGENCY GENERATOR: 60 BHP GENERAL MOTORS NATURAL GAS FIRED ENGINE, MODEL5.7L, S/N LM64556872586003, WITH DUAL CURVE DIGITAL AIR TO FUEL RATIOCONTROLLER WITH OXYGEN SENSOR SYSTEM AND MIRATECH 3-WAY OXIDATION NSCR,MODEL MN-08-03-D2, FOR NOX, CO AND HC CONTROL, USED TO SUPPLY ELECTRICALPOWER TO A 45 KW GENERATOR, MODEL 145FPG4.981987 EAD 8/1/06 | 0 | 0 | 1 | 0 | 1 | Natural Gas | 45 | 60 | 45 | [5 empty] | 0 | 0 | 33.1914 | -117.3603 | 1 | range_interpolation | 1737 | Oceanside Blvd |  |  | Oceanside | CA | San Diego County | 92054 | US | TIGER/LineÂ® dataset from the US Census Bureau
APCD2008-PTO-982693 | Retired | 2009-07-31 | [34H] California Certified Emergency Standby Engine | California Regional Intranet | Valentin Cisneros | 8941 Complex Dr San Diego, CA | 92123 | J | EMERGENCY STANDBY ENGINE: DETROIT DIESEL ENGINE, MODEL R123-7K36, S/N5352000726, RATED AT 1120 BHP, MODEL YEAR 2000, EPA TIER 1 CERTIFIED OF ENGINE FAMILY NUMBER YDDXL31.8XRE, TURBOCHARGED, DRIVING A 750 KW GENERATOR(982693-CCN-7/05) | 1 | 0 | 0 | 0 | 1 | Diesel | 750 | 1120 | 750 | [5 empty] | 0 | 0 | 32.83 | -117.1343 | 1 | rooftop | 8941 | Complex Dr |  |  | San Diego | CA | San Diego County | 92123 | US | San Diego Geographic Information Source - JPA
APCD2008-PTO-982715 | Retired | 2009-07-31 | [34W] Registered Engine (Rule 12) | Remington Club The | General Manager | 16925 Hierba Dr San Diego, CA | 92128 | F | EMRGENCY ENGINE GENERATOR, 230 HP CATERPILLAR DIESEL ENGINE MODEL 3208, S/N: 30A02604. APPL# 982715 EFH 03/05 17 CCR 93 115 SJE 08/06 | 1 | 0 | 0 | 0 | 1 | Diesel |  | 230 | 171.511 | 2022-03-04 | 218.30 | 2022-03-04 | 219.20 | 0.9 | 154.3599 | 0.14022 | 33.0193 | -117.0717 | 1 | rooftop | 16925 | Hierba Dr |  |  | San Diego | CA | San Diego County | 92128 | US | San Diego Geographic Information Source - JPA
APCD2008-PTO-982730 | Retired | 2009-07-31 | [34C] Emergency Standby Engine | Electra Home Owners Association | Brian Fleming | 700 W E St San Diego, CA | 92101 | N | EMERGENCY FIRE PUMP ENGINE: NATIONAL DIESEL CORPORATION DIESEL ENGINE, MODEL BF6M2012C, S/N: CD6068B003531, RATED AT 195 BHP, MODEL YEAR 2005, TUEBOCHARGED, AFTERCOOLED. (982730-CCN-10/07) | 1 | 0 | 0 | 0 | 1 | Diesel |  | 195 | 145.4115 | [5 empty] | 0 | 0 | 32.7151 | -117.1696 | 0.8 | rooftop | 700 | E St |  |  | San Diego | CA | San Diego County | 92101 | US | San Diego Geographic Information Source - JPA
APCD2008-PTO-983087 | Retired | 2009-07-31 | [34W] Registered Engine (Rule 12) | Federal Aviation Administration Lindberg | William Bottin | 3690 Pacific Hy San Diego, CA | 92101 | N | EMERGENCY ENGINE GENERATOR: 535 HP CUMMNINS ENGINE, DIESEL FIRED, MODEL NTA855-G3, S/N 30353262 APPL# 983087 EFH 08/05 | 1 | 0 | 0 | 0 | 1 | Diesel |  | 535 | 398.9495 | [5 empty] | 0 | 0 | 32.7406 | -117.1842 | 0.86 | range_interpolation | 3690 | Pacific Hwy |  |  | San Diego | CA | San Diego County | 92101 | US | TIGER/LineÂ® dataset from the US Census Bureau
APCD2008-PTO-983360 | Retired | 2009-07-31 08:43 | [34W] Registered Engine (Rule 12) | San Diego Blood Bank | Facility Manager | 440 Upas St San Diego, CA | 92103 | M | INTERNAL COMBUSTION ENGINE. MAKE: CATERPILLAR, MODEL: 3408. SERIAL NO.:78Z04411. BHP RATING: 616 HP. DIESEL FUELED. DRIVES AN ELECTRICAL EMERGENCY GENERATOR OF 377KW. JFT NEW AUG 2505 | 1 | 0 | 0 | 0 | 1 | Diesel | 377 | 616 | 377 | [5 empty] | 0 | 0 | 32.7411 | -117.1608 | 1 | rooftop | 440 | Upas St |  |  | San Diego | CA | San Diego County | 92103 | US | San Diego Geographic Information Source - JPA
APCD2008-PTO-983519 | Retired | 2009-07-31 13:54 | [34H] California Certified Emergency Standby Engine | Carlsbad City Of Cannon Road Lift Station | Facility Manager | 2197 Cannon Rd Carlsbad, CA | 92008 | C | EMERGENCY ENGINE: VOLVO MODEL D350 12.1A65, 527 BHP, DIESEL FIRED,TURBOCHARGED, AFTERCOOLED, CARB CERTIFICATION NO. U-R-014-0090, EPACERTIFICATION NO. VPX-NR7-05-10, S/N 201248346, DRIVING A 350 KW GENERATOR.APPL# 983519 EFH 09/06 | 1 | 0 | 0 | 0 | 1 | Diesel | 350 | 527 | 350 | [5 empty] | 0 | 0 | 33.1548 | -117.287 | 1 | range_interpolation | 2197 | Cannon Rd |  |  | Sunny Vista | CA | San Diego County | 92010 | US | TIGER/LineÂ® dataset from the US Census Bureau
APCD2008-PTO-983532 | Retired | 2009-07-31 09:54 | [34H] California Certified Emergency Standby Engine | White Sands of La Jolla | Owner Manager | 7450 Olivetas Av La Jolla, CA | 92037 | I | EMERGENCY DIESEL ENGINE: JOHN DEERE MODEL 5030HF270, S/N PE5030H-123297,96 BHP, EPA TIER II CERTIFIED OF ENGINE FAMILY #7JDXL03.0064, WITH TURBOCHARGER & AFTERBURNER, DRIVING A 60 KW GENERATOR. 983532/SJE | 1 | 0 | 0 | 0 | 1 | Diesel | 60 | 96 | 60 | [5 empty] | 0 | 0 | 32.838 | -117.2805 | 1 | rooftop | 7450 | Olivetas Ave |  |  | LA Jolla | CA | San Diego County | 92037 | US | San Diego Geographic Information Source - JPA
APCD2008-PTO-983551 | Retired | 2009-07-31 | [34W] Registered Engine (Rule 12) | Tower 180 Owner LLC | Roann Gobeil | 1010 Second Avenue San Diego, CA | 92101 | N | EMERGENCY ENGINE GENERATOR, 130 HP ALLIS-CHALMERS DIESEL ENGINE, MODEL 11000, S/N 11-17722. (984744 9/06) APPL# 983551 EFH 12/05 | 1 | 0 | 0 | 0 | 1 | Diesel |  | 130 | 96.941 | [5 empty] | 0 | 0 | 32.7164 | -117.1633 | 1 | rooftop | 1010 | 2nd Ave |  |  | San Diego | CA | San Diego County | 92101 | US | San Diego Geographic Information Source - JPA
APCD2008-PTO-984196 | Retired | 2009-07-31 | [34W] Registered Engine (Rule 12) | SD Unified School District | Facility Manager | 6735 Gifford Wy San Diego, CA | 92111 | M | DIESEL EMERGENCY STANDBY ENGINE, MAKE CATERPILLAR, MODEL 3304, S/N 4B8013118 HP,ORG.APP# 984196 | 1 | 0 | 0 | 0 | 1 | Diesel |  | Unknown | Unknown | [5 empty] | #VALUE! | 0 | 32.7838 | -117.1749 | 1 | rooftop | 6735 | Gifford Way |  |  | San Diego | CA | San Diego County | 92111 | US | San Diego Geographic Information Source - JPA
APCD2008-PTO-984212 | Retired | 2009-07-31 | [34H] California Certified Emergency Standby Engine | Federal Aviation Administration Lindberg | William Bottin | 3690 Pacific Hy San Diego, CA | 92101 | N | EMERGENCY STANDBY ENGINE: JOHN DEERE DIESEL ENGINE, MODEL 3029TF270, S/N PE3029T484835, RATED AT 64 BHP, MODEL YEAR 2005, EPA TIER 2 CERTIFIED OF ENGINE FAMILY NUMBER 5JDXL02.9050, TURBO CHARGED, DRIVING A 20 KW GENERATOR. (984212-CCN-10/06) | 1 | 0 | 0 | 0 | 1 | Diesel | 20 | 64 | 20 | [5 empty] | 0 | 0 | 32.7406 | -117.1842 | 0.86 | range_interpolation | 3690 | Pacific Hwy |  |  | San Diego | CA | San Diego County | 92101 | US | TIGER/LineÂ® dataset from the US Census Bureau
APCD2008-PTO-984253 | Retired | 2009-07-31 | [34H] California Certified Emergency Standby Engine | Dulzura Community Development Committee | Managing Director | 1136 Community Bldg Rd Dulzura, CA | 91917 | R | INTERNAL COMBUSTION ENGINE. MAKE: DEERE, MODEL: 3029TF270, DIESEL FUELED, EQUIPPED WITH TURBOCHARGER, SERIAL NO.: PE3029T566596. BHP RATING: 64 HP. ENGINE CERTIFICATION FAMILY: 6JDXL02.9050. ENGINE DRIVES AN ELECTRICAL EMERGENCY GENERATOR RATED AT 20 KW. 984253/JFT | 1 | 0 | 0 | 0 | 1 | Diesel | 20 | 96 | 20 | [5 empty] | 0 | 0 | 32.62 | -116.7669 | 1 | rooftop | 1136 | Community | Bldg |  | Dulzura | CA | San Diego County | 91917 | US | San Diego Geographic Information Source - JPA
APCD2008-PTO-984502 | Retired | 2009-07-31 | [34H] California Certified Emergency Standby Engine | Traylor Shea A Joint Venture | Facility Manager | 12393 Moreno Av Lakeside, CA | 92040 | H | EMERGENCY STANDBY ENGINE: DETROIT DIESEL ENGINE, MODEL 12V2000 R1237M36,S/N 5352004259, RATED AT 1120 BHP, MODEL YEAR 2005, EPA TIER 1 CERTIFIEDENGINE OF ENGINE FAMILY NUMBER 5DDXL35.8GRP, TURBOCHARGED, AFTERCOOLED,DRIVING A 835 KW GENERATOR.(984502-CCN-1/08) | 1 | 0 | 0 | 0 | 1 | Diesel | 835 | 1120 | 835 | [5 empty] | 0 | 0 | 32.9031 | -116.9294 | 1 | range_interpolation | 12393 | Moreno Ave |  |  | Lakeside | CA | San Diego County | 92040 | US | TIGER/LineÂ® dataset from the US Census Bureau
APCD2008-PTO-984503 | Retired | 2009-07-31 21:39 | [34H] California Certified Emergency Standby Engine | TRAYLOR SHEA A JOINT VENTURE |  | 14399 STONEBRIDGE PY SAN DIEGO, CA | 92145 | H | EMERGENCY STANDBY ENGINE: DETROIT DIESEL ENGINE, MODEL 3R1237M36, S/N5352004319, RATED AT 1120 BHP, MODEL YEAR 2005, EPA TIER 1 CERTIFIED OFENGINE FAMILY NUMBER 5DDXL35.8GRP, TURBOCHARGED, AFTERCOOLED, DRIVING A835 KW GENERATOR.(984503-CCN-1/08) | 1 | 0 | 0 | 0 | 1 | Diesel | 835 | 1120 | 835 | [5 empty] | 0 | 0 | 32.9224 | -117.0288 | 1 | range_interpolation | 14399 | Stonebridge Pkwy |  |  | San Diego | CA | San Diego County | 92145 | US | TIGER/LineÂ® dataset from the US Census Bureau
APCD2008-PTO-984542 | Retired | 2009-07-31 21:39 | [34W] Registered Engine (Rule 12) | MEDIMPACT |  | 10680 TREENA ST SAN DIEGO, CA | 92131 | F | EMERGENCY ENGINE: CUMMINS, MODEL 4BT3.9-G1, DIESEL FIRED, 88 BHP,S/N 45542537.(984542 ALC 01/08) | 1 | 0 | 0 | 0 | 1 | Diesel |  | 88 | 65.6216 | [5 empty] | 0 | 0 | 32.912 | -117.1151 | 1 | rooftop | 10680 | Treena St |  |  | San Diego | CA | San Diego County | 92131 | US | San Diego Geographic Information Source - JPA
APCD2008-PTO-984574 | Retired | 2009-07-31 | [34H] California Certified Emergency Standby Engine | Encina Wastewater Authority | Operations Supervisor | Cannon Rd & I5 Carlsbad, CA | 92009 | E | EMERGENCY DIESEL ENGINE: CATERPILLAR MODEL C9-DITA, 480 BHP, S/N S9L00781, EPA TIER 3 CERTIFIED OF FAMILY #6CPXL08.8ESK, LEAN BURN, 4 CYCLE, WITH TURBOCHARGING AND AFTERCOOLING, DRIVING A 300 KW GENERATOR. 984574-SJE-12/2007 | 1 | 0 | 0 | 0 | 1 | Diesel | 300 | 480 | 300 | [5 empty] | 0 | 0 | 32.6092 | -117.0764 | 0.8 | intersection |  | 5th Ave |  |  | Chula Vista | CA | San Diego County | 91911 | US | TIGER/LineÂ® dataset from the US Census Bureau
APCD2008-PTO-984575 | Retired | 2009-07-31 | [34H] California Certified Emergency Standby Engine | Charter Communications | Facility Manager | 5720 El Camino Real Carlsbad, CA | 92008 | C | INTERNAL COMBUSTION ENGINE. MAKE: CUMMINS, MODEL: M11-G2, SERIAL NO. 35042777. DIESEL ENGINE, TURBO-CHARGED AND AFTER-COOLED, BHP: 380 HP. EPA CERTIFIED FAMILY YCEXL0661AAA. DRIVES AN EMERGENCY GENERATOR RATED AT 250 KW. JFTNEWSEP1107 | 1 | 0 | 0 | 0 | 1 | Diesel | 250 | 380 | 250 | [5 empty] | 0 | 0 | 33.1373 | -117.2732 | 1 | rooftop | 5720 | El Camino Real |  |  | Carlsbad | CA | San Diego County | 92010 | US | San Diego Geographic Information Source - JPA
APCD2008-PTO-984702 | Retired | 2009-07-31 15:35 | [34W] Registered Engine (Rule 12) | Country Villa Healthcare La Mesa | General Manager | 5696 Lake Murray Bl La Mesa, CA | 91941 | K | EMERGENCY ENGINE: FORD, MODEL C5PF-6005-A, GASOLINE FIRED, 51 BHP, S/N 14324-E6KH. (984702 ALC 01/08) | 0 | 0 | 0 | 0 | 0 | Gasoline |  | 51 | 38.0307 | [5 empty] | 0 | 0 | 32.784 | -117.0292 | 1 | rooftop | 5696 | Lake Murray Blvd |  |  | LA Mesa | CA | San Diego County | 91942 | US | San Diego Geographic Information Source - JPA
APCD2008-PTO-984705 | Retired | 2009-07-31 | [34H] California Certified Emergency Standby Engine | California Regional Intranet | Karen Poirier | 10421 Pacific Center Ct San Diego, CA | 92123 | J | EMERGENCY STANDBY ENGINE, DETROIT DIESEL/MTU DIESEL ENGINE, MODEL 12V2000G84R123-8A3, S/N: 2087796, RATED AT 1120 BHP, MODEL YEAR 2006, TURBOCHARGED, TIER 2, EPA CERTIFICATION FAMILY NO. 6DDXL31.8XRR, DRIVING A750 KW GENERATOR. 984705/EFH | 1 | 0 | 0 | 0 | 1 | Diesel | 750 | 1120 | 750 | [5 empty] | 0 | 0 | 32.9065 | -117.1872 | 1 | rooftop | 10421 | Pacific Center Ct |  |  | San Diego | CA | San Diego County | 92121 | US | Sandoval
APCD2008-PTO-984774 | Retired | 2009-07-31 11:57 | [34H] California Certified Emergency Standby Engine | Novarx | Facility Manager | 6828 Nancy Ridge Dr #100 San Diego, CA | 92121 | G | EMERGENCY ENGINE: AB VOLVO PENTA, MODEL D300 12.1A65, 462 BHP, DIESEL FIRED TURBOCHARGED, AFTERCOOLED, S/N: 2048116, TIER 2, FAMILY NO. 4VPXL12.1ACB. (984774 ALC 08/08) | 1 | 0 | 0 | 0 | 1 | Diesel |  | 462 | 344.5134 | [5 empty] | 0 | 0 | 32.8865 | -117.1758 | 1 | rooftop | 6828 | Nancy Ridge Dr | Ste | 100 | San Diego | CA | San Diego County | 92121 | US | San Diego Geographic Information Source - JPA
APCD2008-PTO-985001 | Retired | 2009-07-31 | [34H] California Certified Emergency Standby Engine | Tierranet Inc. | General Manager | 14284 Danielson St Poway, CA | 92064 | F | EMERGENCY STANDBY ENGINE, JOHN DEERE ENGINE, MODEL 6090HF485V,RG 6090L13715, RATED AT 422 HP, MODEL YEAR 2006, TURBO CHARGED AND AFTER COOLED, TIER 3, ENGINE FAMILY NO. 6JDX09.0102, DRIVING A 250 KW GENERATOR. 985001 EFH | 0 | 0 | 0 | 0 | 0 | Unknown | 250 | 422 | 250 | [5 empty] | 0 | 0 | 32.9406 | -117.0203 | 1 | rooftop | 14284 | Danielson St |  |  | Poway | CA | San Diego County | 92064 | US | San Diego Geographic Information Source - JPA
APCD2008-PTO-985005 | Retired | 2009-07-31 | [34H] California Certified Emergency Standby Engine | 211 San Diego |  | 3247 Mission Village Dr San Diego, CA | 92123 | J | EMERGENCY STANDBY ENGINE, JOHN DEERE DIESEL ENGINE, MODEL 606HF285L, 197 HPS/N PE6068L006598, MODEL YEAR 2006, TURBOCHARGED, AFTERCOOLED, EPA TIER III CERTIFIED ENGINE, EPA CERTIFICATION NO. JDX-NRCI-06-37, DRIVING A 125 KW GENERATOR, EQUIPPED WITH A JOHNSON MATTEY DIESEL PARTICULATE FILTER, CRT MODEL NO. CRT1-N-EI-SS-6.APPL# 985005 EFH 12/07 | 1 | 0 | 0 | 0 | 1 | Diesel | 125 | 197 | 125 | [5 empty] | 0 | 0 | 32.8022 | -117.1282 | 1 | rooftop | 3247 | Mission Village Dr |  |  | San Diego | CA | San Diego County | 92123 | US | San Diego Geographic Information Source - JPA
APCD2008-PTO-985064 | Retired | 2009-07-31 | [34H] California Certified Emergency Standby Engine | City of Vista Fire Dept Hq Sta | Battalion Chief | 175 N Melrose Dr Vista, CA | 92083 | C | EMERGENCY ENGINE GENERATOR: JOHN DEERE DIESEL ENGINE, MODEL 3029TF270, S/N PE 3029T633356, 64 HP, MODEL YEAR 2007, TURBOCHARGED AND AFTERCOOLED, TIER2 ENGINE FAMILY NUMBER 7JDXL02.9U50, DRIVING A 26 KW GENERATOR. 985064 EFH | 1 | 0 | 0 | 0 | 1 | Diesel | 26 | 64 | 26 | [5 empty] | 0 | 0 | 33.196 | -117.2547 | 1 | range_interpolation | 175 | N Melrose Dr |  |  | Vista | CA | San Diego County | 92083 | US | TIGER/LineÂ® dataset from the US Census Bureau
APCD2008-PTO-985232 | Retired | 2009-07-31 | [34H] California Certified Emergency Standby Engine | SD City of Metro Wastewater Dept | Neil Tran | 10332 San Dieguito Rd San Diego, CA | 92130 | M | EMERGENCY DIESEL ENGINE: CATERPILLAR 3126, S/N BEJ10925, 225 HP, CERTIFIED OF FAMILY #5CPXLO7.2HSL, DRIVING A SEWAGE PUMP. 985232/986034-SJE-2/2008 | 1 | 0 | 0 | 0 | 1 | Diesel |  | 225 | 167.7825 | [5 empty] | 0 | 0 | 32.9753 | -117.2259 | 0.9 | range_interpolation | 10332 | San Dieguito Rd |  |  | San Diego | CA | San Diego County | 92130 | US | TIGER/LineÂ® dataset from the US Census Bureau
APCD2008-PTO-985420 | Retired | 2009-07-31 | [34H] California Certified Emergency Standby Engine | Target Corporation T 296 | General Manager | 14823 Pomerado Rd Poway, CA | 92064 | F | I.C. ENGINE, NATURAL GAS. MAKE: FORD, MODEL: CSG-6491-6005-A, SERIAL NO: 01948 B-11-RT, BHP RATING: 61 HP. EQUIPPED WITH A CATALYTIC CONVERTER MINE-X, MODEL DC-45-X AND AN AIR TO FUEL RATIO CONTROLLER 'SAFE CONTROLS', MODEL TWC PN 5958 CONTAINING AN O2 SENSOR PN 89354. DRIVES AN EMERGENCY GENERATOR RATED AT 35 KW (Model ESG-642, SERIAL NO: EG980738822). JFT JUN/08 | 0 | 0 | 1 | 0 | 1 | Natural Gas | 35 | 61 | 35 | [5 empty] | 0 | 0 | 32.9813 | -117.061 | 1 | rooftop | 14823 | Pomerado Rd |  |  | Poway | CA | San Diego County | 92064 | US | San Diego Geographic Information Source - JPA
APCD2008-PTO-985442 | Retired | 2009-07-31 | [34H] California Certified Emergency Standby Engine | METROPOLITAN TRANSIT SYSTEM |  | 1213 JOHNSON AV N EL CAJON, CA | 92020 | L | EMERGENCY STANDBY ENGINE: JOHN DEERE DIESEL ENGINE, MODEL 4045HF285, S/N PE4045L006861, RATED AT 158 BHP, EPA TIER 3 CERTIFIED OF ENGINE FAMILY NUMBER 7JDXL06.8105, TURBOCHARGED, DRIVING A 100 KW GENERATOR. (985442-CCN-5/08) | 1 | 0 | 0 | 0 | 1 | Diesel | 100 | 158 | 100 | [5 empty] | 0 | 0 | 32.8128 | -116.9702 | 0.9 | rooftop | 1213 | N Johnson Ave |  |  | El Cajon | CA | San Diego County | 92020 | US | San Diego Geographic Information Source - JPA
APCD2008-PTO-985508 | Retired | 2009-07-31 | [34H] California Certified Emergency Standby Engine | Mercury Tech Center LLC | Eric Smyth | 8228/8195 Mercury Court San Diego, CA | 92111 | M | INTERNAL COMBUSTION ENGINE. MAKE: CUMMINS, MODEL: 6BT5.9-G6, SERIAL NO.: FO102509100. BHP: 170, DIESEL FUELED, TURBOCHARGED, INTERCOOLED. FAMILY CERTIFICATION NUMBER: 1CEXL0359AAA. DRIVES AN EMERGENCY GENERATOR RATED AT 127 KW. JFT 8/08 | 1 | 0 | 0 | 0 | 1 | Diesel | 127 | 170 | 127 | [5 empty] | 0 | 0 | 32.7144 | -117.0305 | 0.65 | nearest_rooftop_match | 8176 | Guatay St |  |  | San Diego | CA | San Diego County | 92114 | US | San Diego Geographic Information Source - JPA
APCD2008-PTO-985814 | Retired | 2009-07-31 | [34W] Registered Engine (Rule 12) | City Of SD COMM DIV (PT Loma Standpipe) | Facility Manager | 201 Catalina Bl San Diego, CA | 92106 | I | EMERGENCY ENGINE GENERATOR: FORD PROPANE ENGINE MODEL CSG-49 82 HP GENERATOR S/N 0571299353 DRIVING A 30 KW GENERATOR. APPL# 985814 EFH | 0 | 0 | 0 | 1 | 1 | Propane | 30 | 82 | 30 | [5 empty] | 0 | 0 | 32.7076 | -117.2494 | 1 | range_interpolation | 201 | Catalina Blvd |  |  | San Diego | CA | San Diego County | 92106 | US | TIGER/LineÂ® dataset from the US Census Bureau
APCD2008-PTO-985871 | Retired | 2009-07-31 | [34C] Emergency Standby Engine | Smart & Final #935 | Mgr Carla Meza | 150 B Ave Coronado, CA | 92118 | O | I.C. NATURAL GAS ENGINE. MAKE: GENERAL MOTORS, MODEL: VORTEC 4.3L S/N 2195906, EQUIPPED WITH CATALYTIC CONVERTER BRAND JOHNSON-MATTHEY, MODEL BANDITO CX4-4. ENGINE BHP IS 75 HP. DRIVING A 40 KW. ELECTRICAL EMERGENCY GENERATOR. JFT 985871 | 0 | 0 | 1 | 0 | 1 | Natural Gas | 40 | 75 | 40 | [5 empty] | 0 | 0 | 32.6971 | -117.1705 | 1 | range_interpolation | 150 | B Ave |  |  | Coronado | CA | San Diego County | 92118 | US | TIGER/LineÂ® dataset from the US Census Bureau
APCD2008-PTO-985984 | Retired | 2009-07-31 11:35 | [34H] California Certified Emergency Standby Engine | Scripps Memorial Hospital | Dir of Plant Operations | 354 Santa Fe Dr Encinitas, CA | 92024 | E | EMERGENCY DIESEL ENGINE: JOHN DEERE 4045TF270E, S/N: PE4045T595032, 99 HP, TIER 2 CERTIFIED OF FAMILY# 6JDXL04.5057, AFTERCOOLED, TURBOCHARGED, DRIVING A 60 KW BACKUP GENERATOR. 985984/SJE | 1 | 0 | 0 | 0 | 1 | Diesel | 60 | 99 | 60 | [5 empty] | 0 | 0 | 33.0373 | -117.2834 | 1 | rooftop | 354 | Santa Fe Dr |  |  | Encinitas | CA | San Diego County | 92024 | US | Sandoval
APCD2008-PTO-986026 | Retired | 2009-07-31 | [34W] Registered Engine (Rule 12) | Ferro Electronic Material Systems | Plant Manager | 1395 Aspen Wy Vista, CA | 92081 | B | REGISTRATION OF PROPANE BACKUP ENGINE MAKE: FORD, MODEL LSG-8751-6005, S/N 20312-1-04-98, APP# 986026 | 0 | 0 | 0 | 1 | 1 | Propane |  | Unknown | Unknown | [5 empty] | #VALUE! | 0 | 33.1358 | -117.2433 | 1 | rooftop | 1395 | Aspen Way |  |  | Vista | CA | San Diego County | 92081 | US | San Diego Geographic Information Source - JPA
APCD2008-PTO-986030 | Retired | 2009-07-31 | [34H] California Certified Emergency Standby Engine | Wells Fargo | Bob Leftwick | 7520 Convoy Ct SAN DIEGO, CA | 92111 | M | EMERGENCY ENGINE/GENERATOR: DETROIT DIESEL MODEL 6063-HV35 S/N:06R0990683550 BHP MODEL YEAR 2007 TIER 3 FAMILY #7DDXL14.OVLD TURBOCHARGED AFTERCOOLED DRIVING A 350 KW GENERATOR. APPL# 986030 EFH | 1 | 0 | 0 | 0 | 1 | Diesel | 350 | 550 | 350 | 2021-09-17 | 0.00 | 2021-09-17 | 0.00 | 0 | 0 | 0 | 32.8353 | -117.1573 | 1 | rooftop | 7520 | Convoy Ct |  |  | San Diego | CA | San Diego County | 92111 | US | Sandoval
APCD2008-PTO-986054 | Retired | 2009-07-31 | [34W] Registered Engine (Rule 12) | Art Museum of La Jolla | General Manager | 700 Prospect St La Jolla, CA | 92037 | I | REGISTRATION OF AN EXISTING EMERGENCY STANDBY PERKINS DIESEL ENGINE, MODEL LJ70Z96, S/N U66 745Y, 72 HP, ORIG. APP 986054 | 1 | 0 | 0 | 0 | 1 | Diesel |  | 72 | 53.6904 | [5 empty] | 0 | 0 | 32.8447 | -117.2781 | 1 | rooftop | 700 | Prospect St |  |  | LA Jolla | CA | San Diego County | 92037 | US | San Diego Geographic Information Source - JPA
APCD2008-PTO-986278 | Retired | 2009-07-31 | [34W] Registered Engine (Rule 12) | SD Co of | Bldg Maint Supervisor | 8811 Cuyamaca St Santee, CA | 92071 | H | REGISTRATION EXISTING DIESEL EMERGENCY STANDBY ENGINE, MAKE: JOHN DEERE, MODEL: 4039TF001, S/N: T04039T310791, ORIGINAL APP# 986278 SH 3/26/08 | 1 | 0 | 0 | 0 | 1 | Diesel |  | Unknown | Unknown | [5 empty] | #VALUE! | 0 | 32.8362 | -116.9836 | 0.9 | range_interpolation | 8811 | N Cuyamaca St |  |  | Santee | CA | San Diego County | 92071 | US | TIGER/LineÂ® dataset from the US Census Bureau
APCD2008-PTO-986937 | Retired | 2009-07-31 | [34W] Registered Engine (Rule 12) | SD Trolley Inc | Facility Manager | 9449 Friars Rd San Diego, CA | 92108 | M | DIESEL EMERGENCY ENGINE MAKE: JOHN DEERE MODEL: 4039D S/N: CD4039D315389 MODEL YEAR: 1997 66 HP TURBOCHARGER, AFTER COOLER. ORIG. APP# 986937 SH 8/08 | 1 | 0 | 0 | 0 | 1 | Diesel |  | 66 | 49.2162 | [5 empty] | 0 | 0 | 32.7816 | -117.1203 | 1 | rooftop | 9449 | Friars Rd |  |  | San Diego | CA | San Diego County | 92108 | US | San Diego Geographic Information Source - JPA
APCD2009-PTO-000340 | Retired | 2009-11-12 | [34H] California Certified Emergency Standby Engine | City of San Diego-Public Utilities Department | Salvador Coria | 21077 Lyons Valley Road Alpine, CA | 91901 | H | Emergency standby engine: Volvo diesel engine, Model D50016.1B65, S/N D16*033831*C3*A, rated at 757 bhp, Model Year 2008, Tier 2 certified of Engine Family Number 8VPXL16.1ACB, driving a 500 KW generator. | 1 | 0 | 0 | 0 | 1 | Diesel | 500 | 757 | 500 | [5 empty] | 0 | 0 | 32.7198 | -116.6805 | 1 | rooftop | 21077 | Lyons Valley Rd |  |  | Alpine | CA | San Diego County | 91901 | US | San Diego Geographic Information Source - JPA
APCD2009-PTO-000355 | Retired | 2009-10-09 | [34H] California Certified Emergency Standby Engine | California Regional Intranet Inc | Owner Manager | 8913 Complex Drive San Diego, CA | 92123 | J | Emergency Standby Diesel Engine: Doosan Infracore, Model: P222FEYOB, S/N: EUYOB700339, 954 bhp, Tier 2 certified, Family #: 7DWXL21.9UYA, Model Year: 2007, turbocharged, with exhaust gas recirculation, and crankcase filter, driving a 750 kW generator. (APCD2008-APP-987409/DCT/10/09) | 1 | 0 | 0 | 0 | 1 | Diesel | 750 | 954 | 750 | [5 empty] | 0 | 0 | 32.83 | -117.1343 | 1 | rooftop | 8913 | Complex Dr |  |  | San Diego | CA | San Diego County | 92123 | US | San Diego Geographic Information Source - JPA
APCD2009-PTO-000362 | Retired | 2009-10-14 | [34H] California Certified Emergency Standby Engine | C & S Investments | Keith Lynch | 3939 Ruffin Rd San Diego, CA | 92123 | J | Emergency Standby Diesel Engine: John Deere, Model: 6068HF285, S/N: PE6068L069313, 197 bhp, Tier 3 certified, Family #: 8JDXL06.8104, Model year: 2008, turbocharged, charge air-cooled, driving a 125 kW Kohler generator. (APCD2009-APP-987777/DCT/10/09 | 1 | 0 | 0 | 0 | 1 | Diesel | 125 | 197 | 125 | [5 empty] | 0 | 0 | 32.8145 | -117.1205 | 1 | rooftop | 3939 | Ruffin Rd |  |  | San Diego | CA | San Diego County | 92123 | US | San Diego Geographic Information Source - JPA
APCD2009-PTO-000372 | Retired | 2009-11-05 | [34H] California Certified Emergency Standby Engine | Carinet Inc | General Manager | 8939 Complex Dr San Diego, CA | 92123 | J | Emergency Standby Diesel Engine: Doosan Infracore, Model: P222FEYOB, S/N: EUYOB700342, 954 bhp, Tier 2 certified, Family #: 7DWXL21.9UYA, Model Year: 2007, turbocharged, with exhaust gas recirculation, driving a 750 kW generator. (DCT/11/09). Note: The nameplate on the engine incorrectly lists the family number as 7DWX21.9UYA | 1 | 0 | 0 | 0 | 1 | Diesel | 750 | 954 | 750 | [5 empty] | 0 | 0 | 32.83 | -117.1343 | 1 | rooftop | 8939 | Complex Dr |  |  | San Diego | CA | San Diego County | 92123 | US | San Diego Geographic Information Source - JPA
APCD2009-PTO-860256 | Retired | 2009-07-31 | [34C] Emergency Standby Engine | Pacific Bell | Plant Manager | 7337 Trade St San Diego, CA | 92121 | G | ENGINE NO. 4: EMERGENCY DUAL FUEL DIESEL/NATURAL GAS ENGINE GENERATOR SET, FAIRBANKS MORSE MODEL 38TDD8-1/8, 4200 BHP, 3 MW. NO APP 17CCR93115 SJE 12/05 | 1 | 0 | 1 | 0 | 2 | Natural Gas |  | 4200 | 3131.94 | [5 empty] | 0 | 0 | 32.8881 | -117.1645 | 1 | rooftop | 7337 | Trade St |  |  | San Diego | CA | San Diego County | 92121 | US | San Diego Geographic Information Source - JPA
APCD2009-PTO-860259 | Retired | 2009-07-31 | [34C] Emergency Standby Engine | Pacific Bell | Plant Manager | 7337 Trade St San Diego, CA | 92121 | G | ENGINE NO. 5: EMERGENCY DUAL FUEL DIESEL/NATURAL GAS ENGINE GENERATOR SET, FAIRBANKS MORSE MODEL 38TDD8-1/8, 4200 BHP, 3MW. 860259 17CCR93115 SJE 05/06 | 1 | 0 | 1 | 0 | 2 | Natural Gas |  | 4200 | 3131.94 | [5 empty] | 0 | 0 | 32.8881 | -117.1645 | 1 | rooftop | 7337 | Trade St |  |  | San Diego | CA | San Diego County | 92121 | US | San Diego Geographic Information Source - JPA
APCD2009-PTO-911324 | Retired | 2009-07-31 | [34C] Emergency Standby Engine | MVUT 27 Owner LLC | Jim Hooker | 350 Camino De La Reina San Diego, CA | 92108 | M | EMERGENCY ELECTRICAL GENERATOR, GENERAC MODEL 92A 0206S 100 KW, 160 HP NATURAL GAS ENGINE, BLOCK NO. 10114182. (APPL #911324/GDS) 12/92 911324 | 0 | 0 | 1 | 0 | 1 | Natural Gas | 100 | 160 | 100 | [5 empty] | 0 | 0 | 32.7642 | -117.1655 | 1 | rooftop | 350 | Camino De La Reina |  |  | San Diego | CA | San Diego County | 92108 | US | San Diego Geographic Information Source - JPA
APCD2009-PTO-920424 | Retired | 2009-07-31 | [34C] Emergency Standby Engine | Pacific Bell | Plant Manager | 7337 Trade St San Diego, CA | 92121 | G | EMERGENCY ENGINE GENERATOR SET: 4200 HP FAIRBANKS MORSE MODEL 38TDD8-1/8 TURBOCHARGED, AFTERCOOLED, DUAL FUEL, #1 DIESEL / NATURAL GAS ENGINE SERIAL NUMBER 38D892004TDFSM12 WITH A 3 MW MAGNATEK LOUIS ALLIS GENERATOR. APP #920424 GDS 2/95 920424 17CCR93115 SJE 12/05 | 1 | 0 | 1 | 0 | 2 | Natural Gas |  | 4200 | 3131.94 | [5 empty] | 0 | 0 | 32.8881 | -117.1645 | 1 | rooftop | 7337 | Trade St |  |  | San Diego | CA | San Diego County | 92121 | US | San Diego Geographic Information Source - JPA
APCD2009-PTO-960485 | Retired | 2009-07-31 09:34 | [34W] Registered Engine (Rule 12) | UCSD | Valerie Fanning | 9500 Gilman Dr Dept 0089 San Diego, CA | 92093 | I | Registration of Existing Diesel Standby Engine Make: Komatsu, Model: SA6D110-1, S/N: 64194, HP: 180 Date first operated in San Diego: 1990, App# 960485/ALC July-1998, App# APCD2009-CER-000079/SH Feb-2010 | 1 | 0 | 0 | 0 | 1 | Diesel |  | 180 | 134.226 | [5 empty] | 0 | 0 | 32.8758 | -117.2396 | 0.9 | rooftop | 9500 | Gilman Dr | Dept | 89 | LA Jolla | CA | San Diego County | 92093 | US | San Diego Geographic Information Source - JPA
APCD2009-PTO-960532 | Retired | 2009-07-31 | [34W] Registered Engine (Rule 12) | Southern California Edison | Site Manager | Hwy 101 Nuclear Gen Station San Onofre, CA | 92672 | A | EMERGENCY ENGINE: CHRYSLER, MODEL 318 C.I., GASOLINE FIRED, 136 BHP S/N FB50-318A DRIVING AN EMERGENCY FIRE PUMP | 0 | 0 | 0 | 0 | 0 | Gasoline |  | 136 | 101.4152 | [5 empty] | 0 | 0 | 33.4236 | -117.6068 | 0.4 | place |  |  |  |  | San Onofre | CA | Orange County | 92672 | US | TIGER/LineÂ® dataset from the US Census Bureau
APCD2009-PTO-961299 | Retired | 2009-07-31 10:39 | [34W] Registered Engine (Rule 12) | American Internet Services | Karen Poirier | 9305 Lightwave Av San Diego, CA | 92123 | J | EMERGENCY ENGINE GENERATOR SET: CATERPILLAR DIESEL ENGINE MODEL 3516 S/N 2519071 2200 BHP DRIVING A 1500 KW GENERATOR LABELED GENERATOR NO. 2. (961299-CCN-1/98) 17CCR93115 SJE12/05 | 1 | 0 | 0 | 0 | 1 | Diesel | 500 | 200 | 500 | [5 empty] | 0 | 0 | 32.8279 | -117.1297 | 1 | rooftop | 9305 | Lightwave Ave |  |  | San Diego | CA | San Diego County | 92123 | US | San Diego Geographic Information Source - JPA
APCD2009-PTO-961300 | Retired | 2009-07-31 10:43 | [34W] Registered Engine (Rule 12) | American Internet Services | Karen Poirier | 9305 Lightwave Av San Diego, CA | 92123 | J | EMERGENCY ENGINE GENERATOR SET: CATERPILLAR DIESEL ENGINE MODEL 3516 S/N 25Z00897 2200 BHP DRIVING A 1500 KW GENERATOR LABELED GENERATOR NO. 3. (961300-CCN-1/98) 17CCR93115 SJE12/05 | 1 | 0 | 0 | 0 | 1 | Diesel | 500 | 200 | 500 | [5 empty] | 0 | 0 | 32.8279 | -117.1297 | 1 | rooftop | 9305 | Lightwave Ave |  |  | San Diego | CA | San Diego County | 92123 | US | San Diego Geographic Information Source - JPA
APCD2009-PTO-961435 | Retired | 2009-07-31 09:40 | [34W] Registered Engine (Rule 12) | Loma Cabrillo LLC | Facility Manager | 3475 Kenyon St San Diego, CA | 92110 | I | EMERGENCY STANDBY ENGINE: DETROIT DIESEL MODEL 9123-3300 S/N 12E.0002901, 1100 BHP, DIESEL FUELED, EQUIPPED WITH TURBOCHARGER. VERTICAL EXHAUST STACK. DRIVES A 750 KW EMERGENCY GENERATOR. 961435/CCN, 17CCR93115 /SJE/02/07, 985649/JFT | 1 | 0 | 0 | 0 | 1 | Diesel | 750 | 1100 | 750 | [5 empty] | 0 | 0 | 32.749 | -117.2158 | 1 | rooftop | 3475 | Kenyon St |  |  | San Diego | CA | San Diego County | 92110 | US | San Diego Geographic Information Source - JPA
APCD2009-PTO-970731 | Retired | 2009-07-31 | [34W] Registered Engine (Rule 12) | TPSC IX, LLC c/o Cushman & Wakefield | Mark Egan | 10275 Science Center Dr San Diego, CA | 92121 | G | EMERGENCY ENGINE: DETROIT DIESEL, MODEL 6V92TA-8063-7416, DIESEL FIRED, 474 BHP, S/N 391966, DRIVING A 300-KW ELECTRIC GEN-SET. 02/98 ALC 970731 17CCR93115 SJE11/05 (MODEL 6VF218789-8063-7416 VERIFIED FOR ATCM) | 1 | 0 | 0 | 0 | 1 | Diesel | 300 | 474 | 300 | [5 empty] | 0 | 0 | 32.8913 | -117.2304 | 1 | rooftop | 10275 | Science Center Dr |  |  | San Diego | CA | San Diego County | 92121 | US | San Diego Geographic Information Source - JPA
APCD2009-PTO-972133 | Retired | 2009-07-31 | [34W] Registered Engine (Rule 12) | The Irvine Co | Owner Manager | 225 Broadway #1550 San Diego, CA | 92101 | N | EMERGENCY ENGINE GENERATOR: 325 HORSEPOWER ALLIS CHALMERS DIESEL ENGINE, S/N: 13586 MODEL 21000 WITH 200 KW ONAN GENERATOR. (982461 1/05) 972133GDS 4/99 (983685 10/05)17 CCR 93 115 SJE 11/05 | 1 | 0 | 0 | 0 | 1 | Diesel | 200 | 325 | 200 | [5 empty] | 0 | 0 | 32.715 | -117.1624 | 1 | rooftop | 225 | Broadway | Ste | 1550 | San Diego | CA | San Diego County | 92101 | US | San Diego Geographic Information Source - JPA
APCD2009-PTO-973610 | Retired | 2009-07-31 | [34W] Registered Engine (Rule 12) | Organogenesis | Facilities Manager | 10933 N Torrey Pines Rd La Jolla, CA | 92037 | I | EMERGENCY ENGINE GENERATOR: 750 HORSEPOWER DETROIT DIESEL ENGINE, MODEL 71237305, SERIAL NUMBER 12VA056290, TURBOCHARGED. 973610 GDS 7/99 17 CCR 93115 SJE 12/05 | 1 | 0 | 0 | 0 | 1 | Diesel |  | 750 | 559.275 | [5 empty] | 0 | 0 | 32.9023 | -117.2426 | 1 | range_interpolation | 10933 | N Torrey Pines Rd |  |  | LA Jolla | CA | San Diego County | 92037 | US | TIGER/LineÂ® dataset from the US Census Bureau
APCD2009-PTO-975671 | Retired | 2009-07-31 | [34W] Registered Engine (Rule 12) | BMR-Sorrento West LLC | Thomas Felter | 11055 Flintkote Ave San Diego, CA | 92121 | G | KOMATSU DIESEL ENGINE MODEL 0649T, 118 HP, S/N 18544. 975671AFS30OCT200017CCR93115SJE11/05 | 1 | 0 | 0 | 0 | 1 | Diesel |  | 118 | 87.9926 | [5 empty] | 0 | 0 | 32.9038 | -117.2309 | 1 | rooftop | 11055 | Flintkote Ave |  |  | San Diego | CA | San Diego County | 92121 | US | San Diego Geographic Information Source - JPA
APCD2009-PTO-976198 | Retired | 2009-07-31 | [34C] Emergency Standby Engine | Verdezyne Inc | Steve Jackson | 2715 W Loker Av Carlsbad, CA | 92010 | C | ONE (1) EMERGENCY STANDBY ENGINE, PERKINS DIESEL ENGINE M/N 1795 / 1800, S/N AA50721U931636D, 75.1 HP, DRIVING A 40 KW GENERATOR. APPL# 976198 EFH 08/02 17 CCR 93115 SJE 05/06 AP 987803 2/09 | 1 | 0 | 0 | 0 | 1 | Diesel | 40 | 75.1 | 40 | [5 empty] | 0 | 0 | 33.1322 | -117.2579 | 0.8 | rooftop | 2715 | Loker Ave |  |  | Carlsbad | CA | San Diego County | 92010 | US | San Diego Geographic Information Source - JPA
APCD2009-PTO-976530 | Retired | 2009-07-31 11:25 | [34W] Registered Engine (Rule 12) | NAPP SYSTEMS INC |  | 260 PACIFIC ST S SAN MARCOS, CA | 92078 | E | CUMMINS EMERGENCY STANDBY DIESEL ENGINE MODEL V378F2, S/N 20197816, 136 HP@ 3300 RPM FOR FIRE PUMP SYSTEM. 976530AFS03JUL2001 17CCR93115 SJE 12/05 | 1 | 0 | 0 | 0 | 1 | Diesel |  | 136 | 101.4152 | [5 empty] | 0 | 0 | 33.1432 | -117.1968 | 1 | range_interpolation | 260 | Pacific St |  |  | San Marcos | CA | San Diego County | 92078 | US | TIGER/LineÂ® dataset from the US Census Bureau
APCD2009-PTO-976969 | Retired | 2009-07-31 | [34W] Registered Engine (Rule 12) | Kyocera Wireless Corp | Conrad Patterson | 10300 Campus Pt Dr San Diego, CA | 92121 | G | EMERGENCY ENGINE GENERATOR, 345 HP CAT DIESEL ENGINE, MODEL 3306, S/N 9NR04269. APPL# 976969 EFH 09/01 17CCR93115 SJE11/05 | 1 | 0 | 0 | 0 | 1 | Diesel |  | 345 | 257.2665 | [5 empty] | 0 | 0 | 32.8929 | -117.223 | 0.95 | rooftop | 10300 | Campus Point Dr |  |  | San Diego | CA | San Diego County | 92121 | US | San Diego Geographic Information Source - JPA
APCD2009-PTO-977070 | Retired | 2009-07-31 | [34W] Registered Engine (Rule 12) | BioMarin Pharmaceuticals | Xiaomei Bao | 5626 Oberlin Dr Ste 100 San Diego, CA | 92121 | G | DIESEL FIRED EMERGENCY ENGINE MAKE: JD. MODEL: 4039TF001. S/N: T04039T427448. DRIVING AN ELECTRIC GENERATOR: KOHLER. MODEL: 60ROZJ71. S/N: 338714. (977070 ALC 10/01) (979812 7/03) 17CCR93115 SJE10/05 TNO 986792 12844 34W01 34K01 REACTIVATE ACT-000026 | 1 | 0 | 0 | 0 | 1 | Diesel |  | Unknown | Unknown | [5 empty] | #VALUE! | 0 | 32.8924 | -117.1973 | 1 | rooftop | 5626 | Oberlin Dr | Ste | 100 | San Diego | CA | San Diego County | 92121 | US | San Diego Geographic Information Source - JPA
APCD2009-PTO-977397 | Retired | 2009-07-31 | [34C] Emergency Standby Engine | General Atomics ASI (GA-ASI) | Rick Asher | 14303 General Atomics Wy Poway, CA | 92064 | F | EMERGENCY STANDBY ENGINE. DIESEL FUELED. MAKE: CATERPILLAR. MODEL: 3512B. SERIAL NO.: 1GZ00538. BHP RATING: 2154.9 HP. EQUIPPED WITH A TURBOCHARGER AND AN AFTERCOOLER. DRIVES A 1500 KW GENERATOR. 17CCR93115 SJE 03/07 | 1 | 0 | 0 | 0 | 1 | Diesel | 500 | 38 | 500 | [5 empty] | 0 | 0 | 32.9941 | -117.0303 | 0.5 | place |  |  |  |  | Poway | CA | San Diego County | 92064 | US | TIGER/LineÂ® dataset from the US Census Bureau
APCD2009-PTO-977985 | Retired | 2009-07-31 12:16 | [34C] Emergency Standby Engine | NOVARX |  | 6828 NANCY RIDGE DR #100 SAN DIEGO, CA | 92121 | G | INTERNAL COMBUSTION ENGINE. MAKE: JOHN DEERE. MODEL: 6081TF001. SERIAL NO. T.B.D. BHP RATING: 211 HP. DIESEL FUELED. EQUIPPED WITH A TURBO-CHARGER. DRIVES AN ELECTRICAL EMERGENCY GENERATOR RATED AT 1356 KW. 17CCR93118 SJE04/06 (ATCM DATA: S/N RG6081T152442) | 1 | 0 | 0 | 0 | 1 | Diesel | 356 | 211 | 356 | [5 empty] | 0 | 0 | 32.8865 | -117.1758 | 1 | rooftop | 6828 | Nancy Ridge Dr | Ste | 100 | San Diego | CA | San Diego County | 92121 | US | San Diego Geographic Information Source - JPA
APCD2009-PTO-978257 | Retired | 2009-07-31 | [34H] California Certified Emergency Standby Engine | Readerlink Marketing Services | Ron Mata | 10350 Barnes Canyon Rd Ste 100 San Diego, CA | 92121 | G | International engine. Model GCD325. Engine Serial Number 1833330C1. Engine Family YNVXL0530AO. AND DRIVING A 200 KW GENERATOR. (978257ALC7/02)(17CCR9311SJE11/05) 985642 EFH | 0 | 0 | 0 | 0 | 0 | Unknown | 200 | Unknown | 200 | [5 empty] | 0 | 0 | 32.9011 | -117.1949 | 1 | rooftop | 10350 | Barnes Canyon Rd | Ste | 100 | San Diego | CA | San Diego County | 92121 | US | City of San Diego
APCD2009-PTO-979191 | Retired | 2009-07-31 | [34H] California Certified Emergency Standby Engine | Marriott Residence Inn Mission Valley | Todd Capizzo | 1865 Hotel Circle S San Diego, CA | 92108 | M | EMERGENCY STANDBY ENGINE: JOHN DEERE DIESEL ENGINE, MODEL 4045TF250, S/N PE4045T220422, RATED AT 134 BHP, EPA CERIFIED OF ENGINE FAMILY NUMBER 2JDXL06.8014, TURBOCHARGED, DRIVING AN 81 KW GENERATOR. (979191-CCN-6/04) 17CCR93115 SJE 06/06 AP 987818 2/09 | 1 | 0 | 0 | 0 | 1 | Diesel | 81 | 134 | 81 | [5 empty] | 0 | 0 | 32.7575 | -117.1801 | 1 | rooftop | 1865 | Hotel Cir S |  |  | San Diego | CA | San Diego County | 92108 | US | San Diego Geographic Information Source - JPA
APCD2009-PTO-979335 | Retired | 2009-07-31 | [34C] Emergency Standby Engine | Champions of The West Inc | Dean Bailey | 12250 El Camino Real San Diego, CA | 92130 | M | EMERGENCY STANDBY ENGINE: PERKINS DIESEL ENGINE, MODEL 1306E87T, S/N 115971/06, RATED AT 230 BHP, EPA CERTIFIED OF ENGINE FAMILY NUMBER 2NVXL0530 AND, TURBOCHARGED, DRIVING A 172 KW GENERATOR.(979335-CCN-7/03) 17CCR93115 SJE10/05 | 1 | 0 | 0 | 0 | 1 | Diesel | 172 | 230 | 172 | [5 empty] | 0 | 0 | 32.9313 | -117.2368 | 1 | range_interpolation | 12250 | El Camino Real |  |  | San Diego | CA | San Diego County | 92130 | US | TIGER/LineÂ® dataset from the US Census Bureau
APCD2009-PTO-979385 | Retired | 2009-07-31 | [34H] California Certified Emergency Standby Engine | EWE Capital LLC | Brenda Farrell | 9350 Waxie Way San Diego, CA | 92123 | J | EMERGENCY ENGINE: DETROIT DIESEL, MODEL 6063MK35, ENGINE S/N 06R0720012, SERIES 60, 490 BHP, DIESEL FIRED, TURBOCHARGED, AFTERCOOLED, CARB CERTIFICATION NO. U-R-007-0071, EPA CERTIFICATION NO. 2DDXL120.7VGD, DRIVING A 300-KW GENERATOR (MODEL 300DSE, S/N 0750058). (979385 ALC 11/04)17CCR93115SJE11/05 | 1 | 0 | 0 | 0 | 1 | Diesel | 300 | 490 | 300 | [5 empty] | 0 | 0 | 32.8402 | -117.1266 | 1 | rooftop | 9350 | Waxie Way |  |  | San Diego | CA | San Diego County | 92123 | US | San Diego Geographic Information Source - JPA
APCD2009-PTO-979427 | Retired | 2009-07-31 | [34H] California Certified Emergency Standby Engine | BD Biosciences | Steven Sladky | 11085 N Torrey Pines Rd La Jolla, CA | 92037 | I | EMERGENCY ENGINE: JOHN DEERE, MODEL 6068T150, 150 BHP, DIESEL FIRED, TURBOCHARGED, S/N TO6068T884776, DRIVING AN 80-KW ELECTRIC GENERATOR. (979427 ALC 02/04) 17CCR93115 SJE 10/05 | 1 | 0 | 0 | 0 | 1 | Diesel | 80 | 150 | 80 | 2021-08-25 | 344.00 | 2021-08-25 | 346.10 | 2.1 | 168 | 0.15261 | 32.9043 | -117.2431 | 1 | range_interpolation | 11085 | N Torrey Pines Rd |  |  | LA Jolla | CA | San Diego County | 92037 | US | TIGER/LineÂ® dataset from the US Census Bureau
APCD2009-PTO-980711 | Retired | 2009-07-31 | [34W] Registered Engine (Rule 12) | AT&T Salton Radio CAO520 | Communication Tech | 7190 Borrego Salton Seaway Borrego Springs, CA | 92004 | D | EMERGENCY ENGINE GENERATOR: MFR: GENERAL MOTORS, MODEL 3017-L, S/N 3A51146, FUEL: DIESEL, 76 HP. APPL# 980711 EFH 03/04 17 CCR 93 115 SJE 12/05 | 1 | 0 | 0 | 0 | 1 | Diesel |  | 76 | 56.6732 | 2021-11-05 | 2976.80 | 2021-11-05 | 2976.80 | 0 | 0 | 0 | 33.2394 | -116.3561 | 0.5 | place |  |  |  |  | Borrego Springs | CA | San Diego County | 92004 | US | TIGER/LineÂ® dataset from the US Census Bureau
APCD2009-PTO-980922 | Retired | 2009-07-31 | [34W] Registered Engine (Rule 12) | Burlington Coat Factory | Kevin Schmidt | 555 I St Chula Vista, CA | 91910 | Q | EMERGENCY STANDBY ENGINE: FORD ENGINE, FUELED WITH NATURAL GAS, MODEL L56-875, S/N 339393, RATED AT 126 BHP, DRIVING A GENERATOR.(980922-CCN-4/04)(982176 11/04) | 0 | 0 | 1 | 0 | 1 | Natural Gas |  | 126 | 93.9582 | 2021-11-02 | 106.60 | 2021-11-02 | 110.80 | 4.2 | 394.6244 | 0.2866 | 32.6287 | -117.0859 | 1 | rooftop | 555 | I St |  |  | Chula Vista | CA | San Diego County | 91910 | US | San Diego Geographic Information Source - JPA
APCD2009-PTO-982243 | Retired | 2009-07-31 | [34W] Registered Engine (Rule 12) | Nordstrom #364 | Facility Manager | 270 E Via Rancho Pkwy Escondido, CA | 92025 | D | EMERGENCY ENGINE: ONAN, MODEL L634D-110198B, 80 BHP, DIESEL FIRED, S/N K853949185. (982283 ALC 12/04) 17CCR93115 SJE06/06 | 1 | 0 | 0 | 0 | 1 | Diesel |  | 80 | 59.656 | [5 empty] | 0 | 0 | 33.0709 | -117.0643 | 1 | rooftop | 270 | E Via Rancho Pkwy E |  |  | Escondido | CA | San Diego County | 92025 | US | San Diego Geographic Information Source - JPA
APCD2009-PTO-983259 | Retired | 2009-07-31 | [34H] California Certified Emergency Standby Engine | EXELIXIS |  | 4757 NEXUS CENTER DR SAN DIEGO, CA | 92121 | G | EMERGENCY STANDBY ENGINE: DETROIT DIESEL ENGINE, MODEL 6063TK35, S/N 06RH001905, RATED AT 475 BHP, MODEL YEAR 2000, EPA TIER 1 CERTIFIED OF ENGINE FAMILY NUMBER YDDXL12.7TGD, TURBOCHARGED, AFTERCOOLED, DRIVING A 300 KW GENERATOR. (983259-CCN-7/05) | 1 | 0 | 0 | 0 | 1 | Diesel | 300 | 475 | 300 | [5 empty] | 0 | 0 | 32.8781 | -117.2026 | 1 | rooftop | 4757 | Nexus Center Dr |  |  | San Diego | CA | San Diego County | 92121 | US | San Diego Geographic Information Source - JPA
APCD2009-PTO-983426 | Retired | 2009-07-31 | [34W] Registered Engine (Rule 12) | City of Vista Fire Dept Hq Sta | Battalion Chief | 175 N Melrose Dr Vista, CA | 92083 | C | EMERGENCY ENGINE GENERATOR, 83 HP GENERAL MOTORS/DETROIT DIESEL ENGINE MODEL 2913, SN 2A50239. APPL# 983426 EFH 0905 | 1 | 0 | 0 | 0 | 1 | Diesel |  | 83 | 61.8931 | [5 empty] | 0 | 0 | 33.196 | -117.2547 | 1 | range_interpolation | 175 | N Melrose Dr |  |  | Vista | CA | San Diego County | 92083 | US | TIGER/LineÂ® dataset from the US Census Bureau
APCD2009-PTO-983663 | Retired | 2009-07-31 | [34H] California Certified Emergency Standby Engine | BioMed Realty Trust | Paul Chambers | 10835 Road to the Cure San Diego, CA | 92121 | G | EMERGENCY STANDBY ENGINE: JOHN DEERE DIESEL ENGINE, MODEL 4045DF150, S/N TO40450884115, RATED AT 71 BHP, MODEL YEAR 2001, EPA TIER 1 CERTIFIED OF ENGINE FAMILY NUMBER 1JDXL06.8016, DRIVING A 40 KW GENERATOR. (983663-CCN-12/05) | 1 | 0 | 0 | 0 | 1 | Diesel | 40 | 71 | 40 | [5 empty] | 0 | 0 | 32.9022 | -117.2364 | 1 | rooftop | 10835 | Road To The Cure |  |  | San Diego | CA | San Diego County | 92121 | US | San Diego Geographic Information Source - JPA
APCD2009-PTO-984498 | Retired | 2009-07-31 09:59 | [34H] California Certified Emergency Standby Engine | Carinet Inc | Mike Robert | 8939 Complex Dr San Diego, CA | 92123 | J | EMERGENCY STANDBY ENGINE: DETROIT DIESEL ENGINE, MODEL 6067-GK60, S/N: 06R0390024, RATED AT 500 BHP, MODEL YEAR 1997, EPA TIER 1 CERTIFIED OF ENGINE FAMILY NUMBER VDD12.TJDARE, TURBOCHARGED, AFTERCOOLED, DRIVING A GENERATOR. (984498-CCN-8/06) | 1 | 0 | 0 | 0 | 1 | Diesel |  | 500 | 372.85 | [5 empty] | 0 | 0 | 32.83 | -117.1343 | 1 | rooftop | 8939 | Complex Dr |  |  | San Diego | CA | San Diego County | 92123 | US | San Diego Geographic Information Source - JPA
APCD2009-PTO-984729 | Retired | 2009-07-31 21:38 | [34W] Registered Engine (Rule 12) | Sycamore Creek Research Park LLC | Rosado Associates | 10655 Sorrento Valley Rd San Diego, CA | 92121 | G | REGISTRATION OF DIESEL EMERGENCY BACKUP ENGINE, MAKE LISTER PETTER, 59 HPMODEL CS4, S/N 826-6582 AAB, APP# 984729 | 1 | 0 | 0 | 0 | 1 | Diesel |  | 59 | 43.9963 | [5 empty] | 0 | 0 | 32.8983 | -117.2196 | 1 | rooftop | 10655 | Sorrento Valley Rd |  |  | San Diego | CA | San Diego County | 92121 | US | San Diego Geographic Information Source - JPA
APCD2009-PTO-985653 | Retired | 2009-07-31 | [34H] California Certified Emergency Standby Engine | Southern California Edison | Brian Metz | Hwy 101 Nuclear Gen Station Camp Pendleton, CA | 92058 | A | Emergency Engine: John Deere, Model 6090HF485, Diesel Fired, 350 Bhp,Turbo Charged, Aftercooled, S/N RG6090L014692, Family No. 7Jdxl09.0102, Portable On Site, Driving A Fire Pump. (986653/Sje) (AlC 04/09) | 1 | 0 | 0 | 0 | 1 | Diesel |  | 350 | 260.995 | [5 empty] | 0 | 0 | 33.3877 | -117.4448 | 0.5 | place |  |  |  |  | Camp Pendleton | CA | San Diego County | 92055 | US | TIGER/LineÂ® dataset from the US Census Bureau
APCD2009-PTO-985964 | Retired | 2009-07-31 09:00 | [34H] California Certified Emergency Standby Engine | USMC MCAS Miramar | General Manager | USMC Miramar San Diego, CA | 92145 | H | EMERGENCY ENGINE: JOHN DEERE, MODEL 4045TF270, 99 BHP, DIESEL FIRED, TURBOCHARGED, S/N: PE4045T662069, ENGINE FAMILY NO. 7JDXL04.5057. (985964 ALC 04/09) | 1 | 0 | 0 | 0 | 1 | Diesel |  | 99 | 73.8243 | [5 empty] | 0 | 0 | 32.8795 | -117.1612 | 1 | street_center |  | Miramar Rd |  |  | San Diego | CA | San Diego County | 92121 | US | TIGER/LineÂ® dataset from the US Census Bureau
APCD2009-PTO-986291 | Retired | 2009-07-31 | [34C] Emergency Standby Engine | The Muller Co |  | 3333 N Torrey Pines Ct La Jolla, CA | 92037 | I | EMERGENCY STANDBY GENERATOR, GENERAL MOTORS NATURAL GAS ENGINE, MODEL VORTEC 5.7L, 98HP, S/N SP7L13420, EQUIPPED WITH A DCL INTERNATIONAL 3-WAY CATALYST, MODEL DC 45, DRIVING A 60 KW GENERATOR. 986291 EFH | 0 | 0 | 1 | 0 | 1 | Natural Gas | 60 | 98 | 60 | [5 empty] | 0 | 0 | 32.8921 | -117.2426 | 1 | rooftop | 3333 | N Torrey Pines Ct |  |  | LA Jolla | CA | San Diego County | 92037 | US | Sandoval
APCD2009-PTO-986552 | Retired | 2009-07-31 | [34H] California Certified Emergency Standby Engine | Illumina Inc | EHS | 9440 Carroll Park Drive San Diego, CA | 92121 | G | Emergency Standby Engine, John Deere Diesel Engine, Model 6135HF485, 463 HP S/N RG6135L004790, Model 2007, Turbocharged and aftercooled, Tier 3, Engine Family No. 7JDXL13.5103, Driving A 300 KW Generator. 986552 EFH | 1 | 0 | 0 | 0 | 1 | Diesel | 300 | 463 | 300 | [5 empty] | 0 | 0 | 32.8875 | -117.1731 | 1 | rooftop | 9440 | Carroll Park Dr |  |  | San Diego | CA | San Diego County | 92121 | US | San Diego Geographic Information Source - JPA
APCD2009-PTO-986888 | Retired | 2009-07-31 14:20 | [34H] California Certified Emergency Standby Engine | I2B Networks Inc | General Manager | 8971 Complex Dr San Diego, CA | 92123 | J | EMERGENCY STANDBY DIESEL ENGINE: JOHN DEERE MODEL 6068HF285K S/N PE6068L074070 237 BHP TIER 3 CERTIFIED OF ENGINE FAMILY #8JDXL06.8104 MODEL YEAR 2008 TURBOCHARGED AFTERCOOLED DRIVING A 155 KW KOHLER GENERATOR 986888/DCT/04/09 | 1 | 0 | 0 | 0 | 1 | Diesel | 155 | 237 | 155 | [5 empty] | 0 | 0 | 32.83 | -117.1343 | 1 | rooftop | 8971 | Complex Dr |  |  | San Diego | CA | San Diego County | 92123 | US | San Diego Geographic Information Source - JPA
APCD2009-PTO-986919 | Retired | 2009-07-31 | [34H] California Certified Emergency Standby Engine | Meggitt (San Diego) Inc | Gary Murrow | 10540 Heater Ct San Diego, CA | 92121 | G | EMERGENCY DIESEL ENGINE: AB VOLVO PENTA 1232GE, S/N: 2120263673, 514 HP,TIER 1 CERTIFIED OF FAMILY # YVPXL12.0ACB, TURBOCHARGED, AFTERCOOLED, DRIVING AN EMERGENCY GENERATOR. 986919/SJE | 1 | 0 | 0 | 0 | 1 | Diesel |  | 514 | 383.2898 | [5 empty] | 0 | 0 | 32.908 | -117.1731 | 1 | rooftop | 10540 | Heater Ct |  |  | San Diego | CA | San Diego County | 92121 | US | Sandoval
APCD2009-PTO-986999 | Retired | 2009-07-31 | [34H] California Certified Emergency Standby Engine | SD Co Regional Airport Authority | Environmental Affairs Dept | 3225 N Harbor Dr San Diego, CA | 92101 | N | EMERGENCY STANDBY DIESEL ENGINE: CUMMINS, MODEL: QSB7-G3NR3, S/N: 46932851, 250 BHP, TIER 3 CERTIFIED OF FAMILY #: 8CEXL0409AAB, MODEL YEAR: 2008, TURBOCHARGED, DRIVING A 150 KW GENERATOR 986999/DCT/02/09 | 1 | 0 | 0 | 0 | 1 | Diesel | 150 | 250 | 150 | [5 empty] | 0 | 0 | 32.7293 | -117.1909 | 1 | range_interpolation | 3225 | N Harbor Dr |  |  | San Diego | CA | San Diego County | 92101 | US | TIGER/LineÂ® dataset from the US Census Bureau
APCD2009-PTO-987168 | Retired | 2009-07-31 | [34H] California Certified Emergency Standby Engine | Stemgent | Safety Officer | 10575 Roselle St San Diego, CA | 92121 | G | EMERGENCY STANDBY DIESEL ENGINE: CATERPILLAR/PERKINS, MODEL: C4.4, S/N: E5M00807, 130 BHP, TIER 3 CERTIFIED OF FAMILY #: 8PKXL04.4NJ1, MODEL YEAR:2008, TURBOCHARGED, DRIVING AN 80 KW CATERPILLAR GENERATOR 987168/DCT/01/09 | 1 | 0 | 0 | 0 | 1 | Diesel | 80 | 130 | 80 | [5 empty] | 0 | 0 | 32.8966 | -117.2202 | 1 | rooftop | 10575 | Roselle St |  |  | San Diego | CA | San Diego County | 92121 | US | San Diego Geographic Information Source - JPA
APCD2009-PTO-987356 | Retired | 2009-07-31 | [34H] California Certified Emergency Standby Engine | Bernardo Summit LLC | Kathy Sullivan | 16450 W Bernardo Dr. San Diego, Ca | 92127 | F | EMERGENCY STANDBY DIESEL ENGINE: JOHN DEERE, MODEL: 6090HF485X, S/N: RG6090L047011, 346 BHP, TIER 3 CERTIFIED OF FAMILY #: 8JDXL09.0102, MODEL YEAR: 2008, TURBOCHARGED, CHARGE AIR COOLED, WITH A VERTICAL EXHAUST AND FLAPPER VALVE, DRIVING A 230 KW KOHLER GENERATOR. 987356/DCT/02/09 | 1 | 0 | 0 | 0 | 1 | Diesel | 230 | 346 | 230 | 2021-10-19 | 14.40 | 2021-10-19 | 14.40 | 0 | 0 | 0 | 33.0161 | -117.089 | 1 | rooftop | 16450 | W Bernardo Dr W |  |  | San Diego | CA | San Diego County | 92127 | US | San Diego Geographic Information Source - JPA
APCD2009-PTO-987393 | Retired | 2009-07-31 | [34H] California Certified Emergency Standby Engine | Genoptix | General Manager | 1811 Aston Ave Carlsbad, CA | 92008 | C | EMERGENCY STANDBY GENERATOR, JOHN DEERE DIESEL ENGINE, MODEL 6068HF285, 197 HP, S/N PE6068L068898, EPA TIER 3, CERTIFIED ENGINE, FAMILY NUMBER 8JDXL06.8104, MODEL YEAR 2008, TURBOCHARGED AND AFTERCOOLED DRIVING A 125 KW GENERATOR. 987393 EFH | 1 | 0 | 0 | 0 | 1 | Diesel | 125 | 197 | 125 | [5 empty] | 0 | 0 | 33.1321 | -117.2905 | 1 | rooftop | 1811 | Aston Ave |  |  | Carlsbad | CA | San Diego County | 92008 | US | San Diego Geographic Information Source - JPA
APCD2009-PTO-987419 | Retired | 2009-07-31 | [34H] California Certified Emergency Standby Engine | UCSD Medical Center Thornton Hospital | Facility Manager | 9300 Campus Point Dr La Jolla, CA | 92037 | I | EMERGENCY STANDBY DIESEL ENGINE: JOHN DEERE, MODEL: 4045HF285I, S/N: PE4045L026826, 158 BHP, TIER 3 CERTIFIED OF FAMILY #: 7JDXL06.8105, MODEL YEAR 2008, TURBOCHARGED, DRIVING A 125 KW KOHLER GENERATOR987419/DCT/12/08 | 1 | 0 | 0 | 0 | 1 | Diesel | 125 | 158 | 125 | [5 empty] | 0 | 0 | 32.8752 | -117.2232 | 1 | rooftop | 9300 | Campus Point Dr |  |  | LA Jolla | CA | San Diego County | 92037 | US | San Diego Geographic Information Source - JPA
APCD2009-PTO-987757 | Retired | 2009-07-31 | [34H] California Certified Emergency Standby Engine | San Diego Data Processing Corp | Owner Manager | 5975 Santa Fe St San Diego, CA | 92109 | I | INTERNAL COMBUSTION ENGINE. MAKE: VOLVO PENTA, MODEL: TAD1641GE, SERIAL NO. D16*036956*C3*A. ENGINE BHP: 757, DIESEL FUELED, EQUIPPED WITH TURBOCHARGER AND AFTERCOOLER, ENGINE CERTIFIED FAMILY NO. 8VPXL16.1ACB. (TIER 2). ENGINE DRIVES AN ELECTRICAL EMERGENCY GENERATOR RATED AT 505 KW. JFT 987757 | 1 | 0 | 0 | 0 | 1 | Diesel | 505 | 757 | 505 | [5 empty] | 0 | 0 | 32.832 | -117.2313 | 1 | rooftop | 5975 | Santa Fe St |  |  | San Diego | CA | San Diego County | 92109 | US | San Diego Geographic Information Source - JPA
APCD2009-PTO-987980 | Retired | 2009-07-31 11:56 | [34H] California Certified Emergency Standby Engine | Nextel Communications Inc (Sprint) | Facility Manager | 12305 Kerran St Poway, CA | 92064 | F | EMERGENCY STANDBY DIESEL ENGINE: JOHN DEERE, MODEL: 4045TF270E, S/N: PE4045T349192, 99 BHP, TIER 2 CERTIFIED OF FAMILY #: 4JDXL04.5057, MODEL YEAR: 2004, TURBO CHARGED, WITH A RETRO FITTED VERTICAL EXHAUST AND FLAPPER VALVE, DRIVING A 60 KW KOHLER GENERATOR 987980/DCT/06/09 | 1 | 0 | 0 | 0 | 1 | Diesel | 60 | 99 | 60 | [5 empty] | 0 | 0 | 32.9393 | -117.0561 | 1 | range_interpolation | 12305 | Kerran St |  |  | Poway | CA | San Diego County | 92064 | US | TIGER/LineÂ® dataset from the US Census Bureau
APCD2009-PTO-988106 | Retired | 2009-07-31 | [34W] Registered Engine (Rule 12) | UCSD | Valerie Fanning | 9500 Gilman Dr Dept 0089 San Diego, CA | 92093 | I | EMERGENCY NATURAL GAS FUELED ENGINE, MODEL#: V549KOCL010B, S/N: V549166736, ENGINE MFR: INTERNATIONAL HARVESTER CORPORATION, 100 HP, ORIG. APP# 960490, APP # 988106, SH 6/09 | 0 | 0 | 1 | 0 | 1 | Natural Gas |  | 100 | 74.57 | [5 empty] | 0 | 0 | 32.8758 | -117.2396 | 0.9 | rooftop | 9500 | Gilman Dr | Dept | 89 | LA Jolla | CA | San Diego County | 92093 | US | San Diego Geographic Information Source - JPA
APCD2009-PTO-988107 | Retired | 2009-07-31 | [34W] Registered Engine (Rule 12) | UCSD | Valerie Fanning | 9500 Gilman Dr Dept 0089 San Diego, CA | 92093 | I | EMERGENCY NATURAL GAS FUELED ENGINE, MODEL#: 57GN, S/N: 934021045, ENGINE MFR: GENERAC, 64 HP, ORIG. APP# 986049, APP# 988107, SH 6/02 | 0 | 0 | 1 | 0 | 1 | Natural Gas |  | 64 | 47.7248 | [5 empty] | 0 | 0 | 32.8758 | -117.2396 | 0.9 | rooftop | 9500 | Gilman Dr | Dept | 89 | LA Jolla | CA | San Diego County | 92093 | US | San Diego Geographic Information Source - JPA
APCD2010-PTO-000400 | Retired | 2010-01-08 | [34H] California Certified Emergency Standby Engine | Cox Communications-Federal | Brandy Brickey | 5159 Federal Bl San Diego, CA | 92105 | K | Caterpillar diesel engine, Model C18 DITA, S/N EST 00856, rated at 900 bhp, Model year 2009, EPA Tier 2 certified of Engine Family Number 9CPXL18.1ESW, turbocharged, aftercooled, driving a 671 kW generator | 1 | 0 | 0 | 0 | 1 | Diesel | 671 | 900 | 671 | [5 empty] | 0 | 0 | 32.7205 | -117.0827 | 1 | rooftop | 5159 | Federal Blvd |  |  | San Diego | CA | San Diego County | 92105 | US | San Diego Geographic Information Source - JPA
APCD2010-PTO-000412 | Retired | 2010-02-05 | [34H] California Certified Emergency Standby Engine | Medtronic Abalation Frontiers, LLC | Ali Mohammadian | 2210 Faraday Ave Carlsbad, CA | 92008 | C | Emergency standby diesel engine: John Deere, Model: 6068HF485T,U, S/N: PE6068L066869, 297 bhp, Tier 3 certified, Family No.: 8JDXL06.8101, Model Year: 2008, turbocharged, aftercooled, driving a 200 kW Generac generator. (APCD2009-APP-987903/DCT/02/10) | 1 | 0 | 0 | 0 | 1 | Diesel | 200 | 297 | 200 | [5 empty] | 0 | 0 | 33.1356 | -117.2793 | 1 | rooftop | 2210 | Faraday Ave |  |  | Carlsbad | CA | San Diego County | 92008 | US | San Diego Geographic Information Source - JPA
APCD2010-PTO-000413 | Retired | 2010-02-08 08:57 | [34H] California Certified Emergency Standby Engine | Sprint Communications | Kathy Fein | 937 Harbor Dr Bldg 110 San Diego, CA | 92101 | N | Emergency Standby Diesel Engine: Deere, Model: 3029TF270D, S/N: PE3029T333157, 64 bhp, Tier 2 certified, Family No.: 4JDXL02.9050, Model Year: 2004, turbocharged, driving a 30 kW Kohler generator with a retrofitted vertical exhaust stack. (APCD2009-APP-988182/DCT/02/10) | 1 | 0 | 0 | 0 | 1 | Diesel | 30 | 64 | 30 | [5 empty] | 0 | 0 | 32.7036 | -117.1558 | 1 | range_interpolation | 937 | Harbor Dr | Bldg | 110 | San Diego | CA | San Diego County | 92101 | US | TIGER/LineÂ® dataset from the US Census Bureau
APCD2010-PTO-000416 | Retired | 2010-02-11 14:39 | [34H] California Certified Emergency Standby Engine | General Atomics Aeronautical | Facilities Manager | 14170 Kirkham Way Poway, CA | 92064 | F | Emergency standby engine: Caterpillar diesel engine, Model C15 DITA, S/N FSE00287, rated at 717 bhp, Model year 2006, EPA Tier 3 certified of engine family number 6CPXL15.2ESK, turbocharged, aftercooled, driving a 535 KW generator. | 1 | 0 | 0 | 0 | 1 | Diesel | 535 | 717 | 535 | [5 empty] | 0 | 0 | 32.9372 | -117.0231 | 1 | rooftop | 14170 | Kirkham Way |  |  | Poway | CA | San Diego County | 92064 | US | San Diego Geographic Information Source - JPA
APCD2010-PTO-000417 | Retired | 2010-02-11 10:31 | [34H] California Certified Emergency Standby Engine | Pomerado Hospital | Facilities Manager | 15615 Pomerado Rd Poway, CA | 92064 | F | Internal Combustion engine. Make: Cummins, model QST30-g, serial number: 37228475. Diesel engine, turbocharged and aftercooled. BHP: 1,490. Certified to Tier 2, family &CEXK030.AAD. Drives an emergency electrical generator rated at 1,000 kw. | 1 | 0 | 0 | 0 | 1 | Diesel | 1000 | 1490 | 1000 | [5 empty] | 0 | 0 | 32.9965 | -117.0573 | 1 | rooftop | 15615 | Pomerado Rd |  |  | Poway | CA | San Diego County | 92064 | US | San Diego Geographic Information Source - JPA
APCD2010-PTO-000427 | Retired | 2010-02-25 | [34W] Registered Engine (Rule 12) | Poway Unified School District Park Village | Chad Koster | Park Village Elementary School,7930 Park Village Rd San Diego, CA | 92129 | F | Registration of Existing Emergency Standby Diesel Engine Generac, Model: 4.3L, S/N: 74475, HP: 64 Model Year: 1994, Date first operated in San Diego: 1994 Original App# APCD2009-CER-000009/SH Feb-2010 | 1 | 0 | 0 | 0 | 1 | Diesel |  | 64 | 47.7248 | [5 empty] | 0 | 0 | 32.9406 | -117.1524 | 1 | street_center |  | Park Village Rd |  |  | San Diego | CA | San Diego County | 92129 | US | TIGER/LineÂ® dataset from the US Census Bureau
APCD2010-PTO-000460 | Retired | 2010-03-15 | [34H] California Certified Emergency Standby Engine | Mesa Verde Del Mar LP | Jeff Gertino | Del Vino/Little McGonigle Ranch Rd San Diego, CA | 92130 | M | Emergency standby engine: John Deere diesel engine, Model 4045HF150, S/N CD4045H661596, rated at 165 bhp, Model Year 2001, EPA Tier 1 certified emissions of Engine Family 1JDXL06.8012, driving a 111KW generator | 1 | 0 | 0 | 0 | 1 | Diesel | 111 | 165 | 111 | [5 empty] | 0 | 0 | 32.9428 | -117.1871 | 0.41 | intersection |  | Little Mcgonigle Ran Rd |  |  | San Diego | CA | San Diego County | 92130 | US | TIGER/LineÂ® dataset from the US Census Bureau
APCD2010-PTO-000465 | Retired | 2010-03-23 | [34H] California Certified Emergency Standby Engine | County of San Diego HHSA | Facility Manager | 6255 Mission Gorge Rd San Diego, CA | 92120 | J | Emergency Engine Generator: John Deere Diesel Engine, Model 6068HF285, S/N PE 6068L041035, 197 hp, Model Year 2008, Tier 3 Certified of Family# 8JDXL06.8104, aftercooled, turbocharged, driving a 125 kw, Kohler Generator. | 1 | 0 | 0 | 0 | 1 | Diesel | 125 | 197 | 125 | [5 empty] | 0 | 0 | 32.7885 | -117.0972 | 1 | rooftop | 6255 | Mission Gorge Rd |  |  | San Diego | CA | San Diego County | 92120 | US | San Diego Geographic Information Source - JPA
APCD2010-PTO-000467 | Retired | 2010-03-24 | [34W] Registered Engine (Rule 12) | Scripps Health | Lexie Smith | 10170 Sorrento Valley Rd San Diego, CA | 92121 | G | Existing Diesel Standby Engine International, Model: DT530, S/N: WH1306N Year of Manufacture: 1997 Date first operated in San Diego County: 1999 Original App# APCD2010-CER-000153/SH Mar-2010 | 1 | 0 | 0 | 0 | 1 | Diesel |  | Unknown | Unknown | [5 empty] | #VALUE! | 0 | 32.8889 | -117.2093 | 1 | rooftop | 10170 | Sorrento Valley Rd |  |  | San Diego | CA | San Diego County | 92121 | US | San Diego Geographic Information Source - JPA
APCD2010-PTO-000472 | Retired | 2010-03-25 11:01 | [34W] Registered Engine (Rule 12) | Mitchell International | David Giles | 9970 Carroll Canyon Rd San Diego, CA | 92131 | F | Registration of Existing Diesel Standby Engine Detroit, Model: 8B-92TA, S/N: 08BF174722, HP: 568 Original App# APCD2009-CER_000147/SH Mar-2010 | 1 | 0 | 0 | 0 | 1 | Diesel |  | 568 | 423.5576 | [5 empty] | 0 | 0 | 32.9047 | -117.1133 | 1 | rooftop | 9970 | Carroll Canyon Rd |  |  | San Diego | CA | San Diego County | 92131 | US | San Diego Geographic Information Source - JPA
APCD2010-PTO-000478 | Retired | 2010-03-29 | [34W] Registered Engine (Rule 12) | City of San Diego Water Dept | Eric Jimmerson | 10300 Miramar Dam Dr San Diego, Ca | 92131 | F | Existing Diesel Standby Engine Caterpillar, Model: 3512, S/N: 24707561, HP: 1425 Date first operated in San Diego County: 1997 Original App# APCD2010-CER-000131/SH Mar-2010 | 1 | 0 | 0 | 0 | 1 | Diesel |  | 1425 | 1062.6225 | [5 empty] | 0 | 0 | 32.88 | -117.1594 | 0.86 | range_interpolation | 10300 | Miramar Rd |  |  | San Diego | CA | San Diego County | 92145 | US | TIGER/LineÂ® dataset from the US Census Bureau
APCD2010-PTO-000491 | Retired | 2010-04-09 | [34H] California Certified Emergency Standby Engine | BAE Systems | Brian Slack | 2305 Historic Decatur Rd San Diego, CA | 92106 | I | Emergency standby engine: Detroit Diesel engine, Model 60 Series, S/N 06R102697.5, rated at 685 bhp, Model year 2009, EPA Tier 3 certified of Engine Family Number 9DDXL14.0VLD, driving a 350 kW generator. | 1 | 0 | 0 | 0 | 1 | Diesel | 350 | 685 | 350 | [5 empty] | 0 | 0 | 32.7342 | -117.2165 | 1 | rooftop | 2305 | Historic Decatur Rd |  |  | San Diego | CA | San Diego County | 92106 | US | San Diego Geographic Information Source - JPA
APCD2010-PTO-000537 | Retired | 2010-05-11 | [34H] California Certified Emergency Standby Engine | Balboa Travel Plaza | Lisa Bosstick | 5414 Oberlin Drive San Diego, CA | 92121 | G | Emergency standby engine: John Deere diesel engine, Model 4045HF285, S/N PE4045L104661, rated at 158 bhp, Model Year 2010, EPA Tier 3 certified of Engine Family Number AJDXL06.8117, driving a 100 KW generator. | 1 | 0 | 0 | 0 | 1 | Diesel | 100 | 158 | 100 | [5 empty] | 0 | 0 | 32.8921 | -117.2012 | 1 | rooftop | 5414 | Oberlin Dr |  |  | San Diego | CA | San Diego County | 92121 | US | San Diego Geographic Information Source - JPA
APCD2010-PTO-000570 | Retired | 2010-06-18 | [34H] California Certified Emergency Standby Engine | US Dept of Justice Fed Bureau of Prisons SDMCC | Noel Fenlon | 808 Union St San Diego, CA | 92101 | N | Internal combustion engine, emergency. Make: Generac, model 13.3 GTA, serial number OHO 924, turbocharged, charge air cooled, certified to EPA engine family 9GNXB813.32C6. Natural gas fueled with catalytic converter model OD 5210. Drives an electrical emergency generator rated at 200 kW. JFT Jun10 | 0 | 0 | 1 | 0 | 1 | Natural Gas | 200 | Unknown | 200 | [5 empty] | 0 | 0 | 32.7139 | -117.1662 | 1 | rooftop | 808 | Union St |  |  | San Diego | CA | San Diego County | 92101 | US | San Diego Geographic Information Source - JPA
APCD2010-PTO-000601 | Retired | 2010-07-27 | [34C] Emergency Standby Engine | Alexandria Estate Equities, Inc. |  | 3985 Sorrento Valley Blvd San Diego, CA | 92121 | G | Emergency Engine Generator: General Motors engine, Model Vortec 8.1L, S/N 8P1L19441, NG or LP fueled, 162 hp, equipped with a MINE-X-2-DC46 three-way catalytic converter, driving a 100 kW generator. | 0 | 0 | 0 | 0 | 0 | Natural Gas | 100 | 162 | 100 | [5 empty] | 0 | 0 | 32.9023 | -117.2192 | 1 | rooftop | 3985 | Sorrento Valley Blvd |  |  | San Diego | CA | San Diego County | 92121 | US | San Diego Geographic Information Source - JPA
APCD2010-PTO-000624 | Retired | 2010-08-16 13:55 | [34H] California Certified Emergency Standby Engine | UC San Diego Health System - Thornton | Jason Peterson | 9300 Campus Point Drive La Jolla, CA | 92037 | I | Emergency Diesel Engine: Caterpillar 3512C ATAAC, S/N: EBG00499, 2206 hp, Tier 2 certified of Family #8CPXL58.6T2X, turbocharged, aftercooled, driving a 1500 kW backup generator. | 1 | 0 | 0 | 0 | 1 | Diesel | 500 | 2206 | 500 | [5 empty] | 0 | 0 | 32.8752 | -117.2232 | 1 | rooftop | 9300 | Campus Point Dr |  |  | LA Jolla | CA | San Diego County | 92037 | US | San Diego Geographic Information Source - JPA
APCD2010-PTO-000633 | Retired | 2010-08-26 | [34H] California Certified Emergency Standby Engine | Covance Market Access Services | Mo Chaudry | 10300 Campus Pt Dr, Ste 225 San Diego, CA | 92121 | G | Emergency Engine Generator: John Deere Diesel Engine, Model 6090HF484, 422 hp, Model Year 2010, S/N RG6090L077750, EPA Tier 3 Certified Engine, Family Number AJDXL09.0114, turbocharged and aftercooled, driving a 275 kW electrical generator. | 1 | 0 | 0 | 0 | 1 | Diesel | 275 | 422 | 275 | [5 empty] | 0 | 0 | 32.8929 | -117.223 | 0.95 | rooftop | 10300 | Campus Point Dr | Ste | 225 | San Diego | CA | San Diego County | 92121 | US | San Diego Geographic Information Source - JPA
APCD2010-PTO-000649 | Retired | 2010-09-15 | [34H] California Certified Emergency Standby Engine | Providence 9431 Dowdy Drive, LLC | Brian Bright | 9431 Dowdy Dr San Diego, CA | 92126 | M | Emergency Standby Engine, Volvo Penta Diesel Engine, Model TAD 1631 GE, 757 bhp, S/N 8687682160049451, Model Year 2004, Turbocharged and Aftercooled, Tier 1 Certified, Engine Family No. 4VPXL16.OACB, controlled by a Miratech DPF, Model CBS 16V-10WE and S/N CBX3306, driving a 565 kw electrical generator. | 1 | 0 | 0 | 0 | 1 | Diesel | 565 | 757 | 565 | [5 empty] | 0 | 0 | 32.8931 | -117.1461 | 1 | rooftop | 9431 | Dowdy Dr |  |  | San Diego | CA | San Diego County | 92126 | US | San Diego Geographic Information Source - JPA
APCD2010-PTO-000650 | Retired | 2010-09-15 | [34C] Emergency Standby Engine | Haggen Opco South LLC dba Haggen #2190 | Ben Hernandez | 5950 Balboa Ave San Diego, CA | 92111 | M | Stationary emergency engine. Fuel: primary, natural gas; secondary, propane. Brand: General Motors, model 4.3L, s/n is 4.3LX56361 EIO. Engine BHP: 68 HP, engine is EPA certified family name APSIB4.302ED. Engine is fitted with a 3 way catalyst brand Johnson Matthey, model Bandito, CXX4-4, s/n 18EA4694/3475. | 0 | 0 | 1 | 1 | 2 | Natural Gas |  | 68 | 50.7076 | [5 empty] | 0 | 0 | 32.8204 | -117.1774 | 1 | range_interpolation | 5950 | Balboa Ave |  |  | San Diego | CA | San Diego County | 92111 | US | TIGER/LineÂ® dataset from the US Census Bureau
APCD2010-PTO-000655 | Retired | 2010-09-17 | [34H] California Certified Emergency Standby Engine | Mitchell International | Tammy Calhoun | 9970 Carroll Canyon Rd San Diego, Ca | 92131 | F | Emergency Engine Generator: Detroit Diesel Engine, Model Series 60 14.0L (6063HK35) 635 hp, Model Year 2005, S/N 06R0968607, EPA Tier 3, Certified Engine, Family Number 5DDXL14.0VLD, Turbocharged and Aftercooled, driving a 400 KW generator. | 1 | 0 | 0 | 0 | 1 | Diesel | 400 | 635 | 400 | [5 empty] | 0 | 0 | 32.9047 | -117.1133 | 1 | rooftop | 9970 | Carroll Canyon Rd |  |  | San Diego | CA | San Diego County | 92131 | US | San Diego Geographic Information Source - JPA
APCD2010-PTO-000677 | Retired | 2010-11-04 | [34H] California Certified Emergency Standby Engine | Genoptix | Myke Smith | 2105 Rutherford Rd Carlsbad, CA | 92008 | C | Stationary Emergency Diesel Engine: John Deere / 6090HF484, S/N: RG6090L086105, 422 hp, Tier 3 certified of Family #AJDXL09.0114, turbocharged, aftercooled, driving an emergency generator. | 1 | 0 | 0 | 0 | 1 | Diesel |  | 422 | 314.6854 | [5 empty] | 0 | 0 | 33.1317 | -117.2844 | 1 | rooftop | 2105 | Rutherford Rd |  |  | Carlsbad | CA | San Diego County | 92008 | US | San Diego Geographic Information Source - JPA
APCD2010-PTO-000680 | Retired | 2010-11-18 | [34C] Emergency Standby Engine | Evergreen Surgical Center, LLC | Maria Abaca | 3434 Midway Dr. #1008 San Diego, CA | 92110 | I | Emergency Diesel Engine Generator: John Deere model 4045DF150D; S/N TO4045D887423; Engine Family YJDXL06.8016; 71 bhp rated; driving a 43 kW generator | 1 | 0 | 0 | 0 | 1 | Diesel | 43 | 71 | 43 | [5 empty] | 0 | 0 | 32.751 | -117.2123 | 1 | rooftop | 3434 | Midway Dr | Ste | 1008 | San Diego | CA | San Diego County | 92110 | US | San Diego Geographic Information Source - JPA
APCD2010-PTO-000681 | Retired | 2010-11-19 | [34H] California Certified Emergency Standby Engine | 9885 Carroll Canyon LLC | Tom Brooks | 9885 Carroll Canyon Rd San Diego, CA | 92131 | F | Emergency Engine Generator: John Deere Diesel Engine, Model 5030HF285G, S/N PE5030L021413, rated at 93 hp, Model year 2009, EPA Tier 3 Certified Engine, Family Number 9JDXL03.0113, turbocharged and aftercooled, driving a 60 kw electrical generator. | 1 | 0 | 0 | 0 | 1 | Diesel | 60 | 93 | 60 | [5 empty] | 0 | 0 | 32.9031 | -117.1139 | 1 | rooftop | 9885 | Carroll Canyon Rd |  |  | San Diego | CA | San Diego County | 92131 | US | San Diego Geographic Information Source - JPA
APCD2010-PTO-000689 | Retired | 2010-12-06 | [34H] California Certified Emergency Standby Engine | California Regional Intranet | Valentin Cisneros | 8939 Complex Dr San Diego, CA | 92123 | J | Emergency Engine Generator: Detroit Diesel, Model: R1238A36, S/N: 5352004779, 1120 hp, Tier 2 Certified, Family No.: 6DDXL31.8XRR, Model Year: 2006, turbocharged, driving a 750 KW generator. | 1 | 0 | 0 | 0 | 1 | Diesel | 750 | 1120 | 750 | [5 empty] | 0 | 0 | 32.83 | -117.1343 | 1 | rooftop | 8939 | Complex Dr |  |  | San Diego | CA | San Diego County | 92123 | US | San Diego Geographic Information Source - JPA
APCD2010-PTO-000712 | Retired | 2010-12-29 | [34H] California Certified Emergency Standby Engine | Sprint Communications | Kathy Fein | Pala Mission Rd & Pala Temecula Pala, CA | 92059 | A | Emergency Engine Generator: John Deere Diesel Engine, Model 4045TF270E, rated at 99 hp, Model Year 2004, EPA Tier 2 Certified Engine, Family Number 4JDXL04.5057, S/N PE4045T357953, turbocharged, driving a 60 kW generator. | 1 | 0 | 0 | 0 | 1 | Diesel | 60 | 99 | 60 | [5 empty] | 0 | 0 | 33.3652 | -117.0755 | 0.98 | intersection |  | Pala Mission Rd |  |  | Pala | CA | San Diego County | 92059 | US | TIGER/LineÂ® dataset from the US Census Bureau
APCD2011-PTO-000750 | Retired | 2011-02-10 | [34H] California Certified Emergency Standby Engine | U S General Services Administration | Tim Cashman | 5720 Camiones Way San Ysidro, CA | 92173 | O | Emergency Diesel Engine Generator: Cummins model QSB5-G3 NR3; serial number 73140008; Engine Family ACEXL0275AAG; Tier 3 certified; 145 bhp rated; turbocharged with charge air cooler; driving a 35 kW generator | 1 | 0 | 0 | 0 | 1 | Diesel | 35 | 145 | 35 | [5 empty] | 0 | 0 | 32.5435 | -117.034 | 1 | range_interpolation | 5720 | Camiones Way |  |  | San Ysidro | CA | San Diego County | 92173 | US | TIGER/LineÂ® dataset from the US Census Bureau
APCD2011-PTO-000767 | Retired | 2011-02-25 10:51 | [34W] Registered Engine (Rule 12) | US Bank | Levi Jones | 9265 Chesapeake Dr #B San Diego, CA | 92123 | J | Registration of Existing Diesel Standby Engine 1994 Perkins, Model: 6619AF-00, S/N: U725184F, 200 hp, Date first operated in San Diego: 1994 Original App# APCD2011-CER-000250 | 1 | 0 | 0 | 0 | 1 | Diesel |  | 200 | 149.14 | [5 empty] | 0 | 0 | 32.8374 | -117.1292 | 1 | rooftop | 9265 | Chesapeake Dr | # | B | San Diego | CA | San Diego County | 92123 | US | San Diego Geographic Information Source - JPA
APCD2011-PTO-000783 | Retired | 2011-03-11 | [34H] California Certified Emergency Standby Engine | Zimmer Dental | Reggie Vosburg | 6221 El Camino Real Carlsbad, CA | 92009 | E | Emergency standby engine: John Deere diesel engine, Model 6068HF285, S/N PE6068L126882, rated at 237 bhp, Model Year 2010, EPA Tier 3 certified of Engine Family Number AJDXL06.8104, driving a 150 kW generator. (APCD2010-APP-001308/CCN/March 2011) | 1 | 0 | 0 | 0 | 1 | Diesel | 150 | 237 | 150 | [5 empty] | 0 | 0 | 33.1242 | -117.2674 | 1 | rooftop | 6221 | El Camino Real |  |  | Carlsbad | CA | San Diego County | 92009 | US | San Diego Geographic Information Source - JPA
APCD2011-PTO-000798 | Retired | 2011-03-22 | [34H] California Certified Emergency Standby Engine | SCP Horton Owner 1 LLC dba: Horton Plaza | Owner Manager | 475 Horton Plaza San Diego, CA | 92101 | N | Internal combustion engine, emergency. Make: John Deere, model no. 6068HFC28C, serial no. PE6068L120634. Diesel engine, turbocharged and aftercooled, 200 bhp, vertical exhaust stack. Engine is certified to Tier 3 for family name AJDXL06.8104. Drives a fire pump rated at 750 gpm. | 1 | 0 | 0 | 0 | 1 | Diesel |  | 200 | 149.14 | [5 empty] | 0 | 0 | 32.7138 | -117.1638 | 1 | range_interpolation | 475 | Horton Plz |  |  | San Diego | CA | San Diego County | 92101 | US | TIGER/LineÂ® dataset from the US Census Bureau
APCD2011-PTO-000804 | Retired | 2011-03-22 13:47 | [34H] California Certified Emergency Standby Engine | Nextel of California Inc (DBA Sprint) | Kathy Hughes | NavSta Bldg 384 on Senn Rd San Diego, Ca | 92136 | S | Emergency standby engine: Make John Deere, Model 3029TF270D, S/N PE3029T335121, rated at 64 bhp, Model year 2004, EPA Tier 2 certified of engine family number 4JDXL02.9050, turbocharged, driving a 30 KW generator, equipped with diesel particulate filter: Make Miratech, Model CBS2-3.0F.weHSG. (APCD2010-APP-001159/CCN/April 2011) | 1 | 0 | 0 | 0 | 1 | Diesel | 30 | 64 | 30 | [5 empty] | 0 | 0 | 32.7006 | -117.0713 | 0.68 | nearest_rooftop_match | 404 | S Radio Dr |  |  | San Diego | CA | San Diego County | 92114 | US | San Diego Geographic Information Source - JPA
APCD2011-PTO-000863 | Retired | 2011-06-07 | [34H] California Certified Emergency Standby Engine | UCSD-East Campus Substation | Valerie Fanning | 9500 Gilman Dr Dept 0089 San Diego, CA | 92093 | I | Emergency Portable (on-site) Diesel Engine Generator: John Deere model 6068HF285; S/N PE6068L129691; Engine Family AJDXL06.8104, tier 3 certified; 237 bhp rated; turbocharged with charge air cooler; driving 132 kW generator | 1 | 0 | 0 | 0 | 1 | Diesel | 132 | 237 | 132 | [5 empty] | 0 | 0 | 32.8758 | -117.2396 | 0.9 | rooftop | 9500 | Gilman Dr | Dept | 89 | LA Jolla | CA | San Diego County | 92093 | US | San Diego Geographic Information Source - JPA
APCD2011-PTO-000867 | Retired | 2011-06-10 | [34W] Registered Engine (Rule 12) | General Atomics Aeronautical Systems Inc | Rick Asher | 14040 Danielson St Poway, CA | 92064 | F | Registration of existing stationary diesel emergency engine 2000 Spectrum Detroit Diesel, Model: 6063TK35, S/N: 06R0606660, Rating: 550hp, Date first operated in San Diego County: August 2000 Original App# APCD2011-CER-000269 | 1 | 0 | 0 | 0 | 1 | Diesel |  | 550 | 410.135 | [5 empty] | 0 | 0 | 32.9415 | -117.0273 | 1 | rooftop | 14040 | Danielson St |  |  | Poway | CA | San Diego County | 92064 | US | San Diego Geographic Information Source - JPA
APCD2011-PTO-000868 | Retired | 2011-06-10 | [34H] California Certified Emergency Standby Engine | SFPP LP | Frank Luera | 9950 San Diego Mission Rd San Diego, CA | 92108 | M | Emergency Diesel Engine Generator: Iveco FPT model F4GE9485A; serial number J600-0800311; Engine Family AVEXL06.7DGB; tier 3 certified; 131 bhp rated; turbocharged with charge air cooler; driving an 80 kW generator | 1 | 0 | 0 | 0 | 1 | Diesel | 80 | 131 | 80 | 2021-06-10 | 0.00 | 2021-06-10 | 0.00 | 0 | 0 | 0 | 32.7908 | -117.1156 | 1 | rooftop | 9950 | San Diego Mission Rd |  |  | San Diego | CA | San Diego County | 92108 | US | San Diego Geographic Information Source - JPA
APCD2011-PTO-000886 | Retired | 2011-06-23 | [34W] Registered Engine (Rule 12) | City of San Diego Water Dept | Eric Jimmerson | 4701 Seda Dr San Diego, Ca | 92124 | J | Registration of existing diesel standby engine 1996 Detroit engine, Model: 6V-92T(8063-7305), S/N: 06VF216049, 370 hp, date first operated in San Diego County: 1996 Original App# APCD2010-CER-000272 | 1 | 0 | 0 | 0 | 1 | Diesel |  | 370 | 275.909 | [5 empty] | 0 | 0 | 32.8264 | -117.0815 | 1 | range_interpolation | 4701 | Seda Dr |  |  | San Diego | CA | San Diego County | 92124 | US | TIGER/LineÂ® dataset from the US Census Bureau
APCD2011-PTO-000912 | Retired | 2011-07-14 | [34C] Emergency Standby Engine | Deer Springs Fire Protection District | Department Captain | 1321 Deer Springs Rd San Marcos, CA | 92069 | B | Emergency Engine Generator: Mitsubishi Engine, Model 4G64S4M, S/N SDN8521, rated at 92 hp, natural gas or propane fired equipped with a Generac 3-way catalytic converter, driving a 45 kW generator. | 0 | 0 | 1 | 1 | 2 | Natural Gas | 45 | 92 | 45 | [5 empty] | 0 | 0 | 33.1954 | -117.1265 | 1 | rooftop | 1321 | Deer Springs Rd |  |  | San Marcos | CA | San Diego County | 92069 | US | San Diego Geographic Information Source - JPA
APCD2011-PTO-000921 | Retired | 2011-07-26 | [34H] California Certified Emergency Standby Engine | Commander Navy Region Southwest | Commanding Officer | Bldg I, NAS North Island San Diego, CA | 92135 | O | Emergency Diesel Fire Pump Engine: Cummins; model CFP7E-F10; S/N 73226774; Model Year 2010; engine family ACEXL0409AAB; tier 3 certified; 175 bhp rated at 1760 rpm; turbocharged with charge air cooler; driving a 2000 gpm fire pump | 1 | 0 | 0 | 0 | 1 | Diesel |  | 175 | 130.4975 | [5 empty] | 0 | 0 | 32.7241 | -117.1709 | 1 | place |  |  |  |  | San Diego | CA | San Diego County | 92101 | US | TIGER/LineÂ® dataset from the US Census Bureau
APCD2011-PTO-001003 | Retired | 2011-10-20 | [34H] California Certified Emergency Standby Engine | Vista Industrial LLC | Brian Avery | 2760 Progress St Vista, CA | 92081 | B | Emergency fire pump engine: Cummins fire pump driver, Model CFP7E-F10, based on Cummins diesel engine Model QSB6.7, S/N 73270232, rated at 175 bhp at 1760 rpm, Model Year 2011, EPA Tier 3 certified of Engine Family Number 9CEXL0409AAB, driving a fire pump. | 1 | 0 | 0 | 0 | 1 | Diesel |  | 175 | 130.4975 | [5 empty] | 0 | 0 | 33.1478 | -117.2275 | 1 | rooftop | 2760 | Progress St |  |  | Vista | CA | San Diego County | 92081 | US | San Diego Geographic Information Source - JPA
APCD2011-PTO-001019 | Retired | 2011-11-09 | [34C] Emergency Standby Engine | Metrome HOA | Dewayne Frost | 1150 J Street San Diego, CA | 92101 | N | Emergency Engine: Natural Gas fueled, General Motors Industrial Powertrain Vortec 4.3L - 4 cycle, S/N: 4P3L20309, 66 hp, uncertified, driving a generator. | 0 | 0 | 1 | 0 | 1 | Natural Gas |  | 66 | 49.2162 | [5 empty] | 0 | 0 | 32.7098 | -117.1541 | 1 | rooftop | 1150 | J St |  |  | San Diego | CA | San Diego County | 92101 | US | San Diego Geographic Information Source - JPA
APCD2012-PTO-001094 | Retired | 2012-01-12 | [34W] Registered Engine (Rule 12) | BRE-BMR Oberlin LP | Michael Oleston | 5555 Oberlin Dr San Diego, CA | 92121 | G | Registration of Existing Diesel Stationary Standby Engine 1998 Generac, Model: SD125, S/N: 2040739, HP: 191, Date first operated in San Diego: 1998 Original App# APCD2012-CER-000297 | 1 | 0 | 0 | 0 | 1 | Diesel |  | 191 | 142.4287 | 2022-03-25 | 0.00 | 2022-03-25 | 0.00 | 0 | 0 | 0 | 32.8912 | -117.1972 | 1 | rooftop | 5555 | Oberlin Dr |  |  | San Diego | CA | San Diego County | 92121 | US | San Diego Geographic Information Source - JPA
APCD2012-PTO-001096 | Retired | 2012-01-12 | [34H] California Certified Emergency Standby Engine | Sprint United Management Co | EHS Specialist | 5000 El Camino Real Camp Pendleton, Ca | 92055 | A | Emergency Engine Generator: John Deere Diesel Engine, Model 4045 TF270E, S/N PE4045T357954, rated at 99 hp, Model Year 2004, EPA Tier 2 Certified Engine, Family Number 4JDXL04.5057, turbocharged, Engine powers a 60 KW Generator, Engine retrofitted with a Johnson Mattey CARB verified DPF, Model CRT-A-EIEO-SS-5. | 1 | 0 | 0 | 0 | 1 | Diesel | 60 | 99 | 60 | [5 empty] | 0 | 0 | 33.1494 | -117.2977 | 0.9 | range_interpolation | 5000 | El Camino Real |  |  | Carlsbad | CA | San Diego County | 92008 | US | TIGER/LineÂ® dataset from the US Census Bureau
APCD2012-PTO-001113 | Retired | 2012-01-31 16:39 | [34W] Registered Engine (Rule 12) | Borrego Water District | R. Greg Holloway | 3003 Lofter Dr Borrego Springs, CA | 92004 | D | Registration of Existing Standby Diesel Engine Cummins, Model: C8.3 P, S/N: 45954884, HP Rating: 230, Year of Manufacture: 2000, Date first operated in San Diego County: 8/2000 Original App# APCD2012-CER-000296 | 1 | 0 | 0 | 0 | 1 | Diesel |  | 230 | 171.511 | [5 empty] | 0 | 0 | 33.2359 | -116.3615 | 0.83 | nearest_rooftop_match | 3069 | Lofter Dr |  |  | Borrego Springs | CA | San Diego County | 92004 | US | San Diego Geographic Information Source - JPA
APCD2012-PTO-001114 | Retired | 2012-01-31 | [34W] Registered Engine (Rule 12) | Borrego Water District | R. Greg Holloway | 2990 Borrego Valley Rd Borrego Springs, CA | 92004 | D | Registration of Existing Standby Propane Engine Ford, Model: LSG 8751-6005-A; S/N: 29147-S-15-RK; HP Rating: 75. Kohler Generator, S/N 388326. Date first operated in San Diego County: 1995 Original App# APCD2012-CER-000295 | 0 | 0 | 0 | 1 | 1 | Propane |  | 75 | 55.9275 | [5 empty] | 0 | 0 | 33.239 | -116.3482 | 1 | range_interpolation | 2990 | Borrego Valley Rd |  |  | Borrego Springs | CA | San Diego County | 92004 | US | TIGER/LineÂ® dataset from the US Census Bureau
APCD2012-PTO-001157 | Retired | 2012-03-06 | [34H] California Certified Emergency Standby Engine | Campus-Contact |  | 9530 Towne Centre Drive Suite 100 San Diego, CA | 92121 | G | Stationary Emergency Diesel Engine: John Deere; Model 6090HFG86; Serial Number RG6090L110144; 463 bhp; Model Year 2011 EPA Certified, Tier 3, Engine Family Number BJDXL09.0114; Turbocharged; Powering a 300 kW Electrical Generator | 1 | 0 | 0 | 0 | 1 | Diesel | 300 | 463 | 300 | [5 empty] | 0 | 0 | 32.8804 | -117.2093 | 1 | rooftop | 9530 | Towne Centre Dr | Ste | 100 | San Diego | CA | San Diego County | 92121 | US | San Diego Geographic Information Source - JPA
APCD2012-PTO-001182 | Retired | 2012-03-22 | [34H] California Certified Emergency Standby Engine | LBA Realty | Rebecca Barrow | 9125 Rehco Road San Diego, CA | 92121 | G | Emergency standby engine: Perkins diesel engine, Model 1006TAG, S/N U723007F, rated at 212 bhp, Model Year 1999, EPA Tier 1 certified of Engine Family Number XPKXL05.9YJ1, equipped with Johnson Matthey CRT Particulate Filter System, Model CRT(+)2-C-BITO-CS-6-RT, driving a 125 KW generator. (APCD2011-APP-001647/CCN/April 2012) | 1 | 0 | 0 | 0 | 1 | Diesel | 125 | 212 | 125 | [5 empty] | 0 | 0 | 32.8894 | -117.1713 | 1 | rooftop | 9125 | Rehco Rd |  |  | San Diego | CA | San Diego County | 92121 | US | San Diego Geographic Information Source - JPA
APCD2012-PTO-001251 | Retired | 2012-05-24 | [34H] California Certified Emergency Standby Engine | UCSD | Valerie Fanning | 9500 Gilman Dr E Campus Sub Station La Jolla, CA | 92093 | I | Emergency Diesel Engine (Portable but Stays Onsite): Cummins; Model QSB7-G6; Serial Number 73292614; 314 bhp; Model Year 2011 EPA Certified, Tier 4i, Engine Family Number BCEXL06.7AAF; EGR, Diesel Oxidation Catalyst, Periodic Trap Oxidizer; Powering a 200 kW Electrical Generator; Storage Location - Campus Services Complex Electrical Shop; Alternate Location Adjacent to Bldg. 138, 200 W. Arbor Dr. in San Diego | 1 | 0 | 0 | 0 | 1 | Diesel | 200 | 314 | 200 | [5 empty] | 0 | 0 | 32.8758 | -117.2396 | 1 | rooftop | 9500 | Gilman Dr |  |  | LA Jolla | CA | San Diego County | 92093 | US | San Diego Geographic Information Source - JPA
APCD2012-PTO-001263 | Retired | 2012-06-05 | [34H] California Certified Emergency Standby Engine | Nitto Denko Technical Corp | Adrian Reth | 502 Via Del Monte Oceanside, CA | 92058 | A | Emergency Diesel Engine Generator: John Deere; model 6090HF484A; serial number RG6090L097045; Engine Family AJDXL09.0114; tier 3 certified; 422 bhp rated; turbocharged with charge air cooler; driving a 275 kW generator | 1 | 0 | 0 | 0 | 1 | Diesel | 275 | 422 | 275 | [5 empty] | 0 | 0 | 33.214 | -117.3557 | 1 | rooftop | 502 | Via Del Monte |  |  | Oceanside | CA | San Diego County | 92058 | US | San Diego Geographic Information Source - JPA
APCD2012-PTO-001282 | Retired | 2012-06-27 | [34W] Registered Engine (Rule 12) | City of San Diego Metro Wastewater Dept. | Neil Tran | 1902 Gatchell Rd San Diego, | 92106 | I | Low-Use Diesel Engine (Portable but Stays Onsite): Deutz; Model F4L912; Serial Number 7858749; 66 bhp; Model Year 1990, Tier 0; Powering a Dewatering Pump | 1 | 0 | 0 | 0 | 1 | Diesel |  | 66 | 49.2162 | [5 empty] | 0 | 0 | 32.6793 | -117.2467 | 1 | rooftop | 1902 | Gatchell Rd |  |  | San Diego | CA | San Diego County | 92106 | US | San Diego Geographic Information Source - JPA
APCD2012-PTO-001283 | Retired | 2012-06-27 | [34W] Registered Engine (Rule 12) | City of San Diego Metro Wastewater Dept | Neil Tran | 1902 Gatchell Rd San Diego, | 92106 | I | Low-Use Diesel Engine (Portable but Stays Onsite): Deutz; Model BF4L913; Serial Number 8383266; 92 bhp; Model Year 1994, Tier 0; Powering a Dewatering Pump | 1 | 0 | 0 | 0 | 1 | Diesel |  | 92 | 68.6044 | [5 empty] | 0 | 0 | 32.6793 | -117.2467 | 1 | rooftop | 1902 | Gatchell Rd |  |  | San Diego | CA | San Diego County | 92106 | US | San Diego Geographic Information Source - JPA
APCD2012-PTO-001325 | Retired | 2012-08-22 | [34C] Emergency Standby Engine | D3 Technologies | Donnie Lange | 4838 Ronson Ct San Diego, CA | 92111 | M | Stationary Emergency Natural Gas Engine: General Motors; Model Vortec 5.7L; Serial Number 14553 08; 105 bhp; Model Year 2008; Powering a 78 kW Electrical Generator; Three-Way Catalyst, DCL America, Model DC44-3 | 0 | 0 | 1 | 0 | 1 | Natural Gas | 78 | 105 | 78 | [5 empty] | 0 | 0 | 32.8304 | -117.1467 | 1 | rooftop | 4838 | Ronson Ct |  |  | San Diego | CA | San Diego County | 92111 | US | Sandoval
APCD2012-PTO-001328 | Retired | 2012-08-23 | [34H] California Certified Emergency Standby Engine | ViaCyte | Owner Manager | 3550 General Atomics Ct San Diego, CA | 92121 | G | Stationary Emergency Diesel Engine: John Deere / 6068HF285, S/N: PE6068L210890, 237 hp, EPA Tier 3 certified of Family #CJDXL06.8120, turbocharged, aftercooled, driving a generator. | 1 | 0 | 0 | 0 | 1 | Diesel |  | 237 | 176.7309 | [5 empty] | 0 | 0 | 32.8939 | -117.2361 | 1 | rooftop | 3550 | General Atomics Ct |  |  | San Diego | CA | San Diego County | 92121 | US | Sandoval
APCD2012-PTO-001363 | Retired | 2012-09-28 | [34H] California Certified Emergency Standby Engine | Sony | Owner Manager | 16450 W Bernardo Dr San Diego, CA | 92127 | F | Stationary Emergency Diesel Engine: John Deere; Model 6090HF484; Serial Number RG6090L109075; 385 bhp; Model Year 2011 EPA Certified, Tier 4i, Engine Family Number BJDXL09.0114; Powering a 250 kW Electrical Generator | 1 | 0 | 0 | 0 | 1 | Diesel | 250 | 385 | 250 | [5 empty] | 0 | 0 | 33.0161 | -117.089 | 1 | rooftop | 16450 | W Bernardo Dr W |  |  | San Diego | CA | San Diego County | 92127 | US | San Diego Geographic Information Source - JPA
APCD2012-PTO-001367 | Retired | 2012-10-03 | [34H] California Certified Emergency Standby Engine | US Border Patrol | Ken Stewart | 39701 Avenida De Robles Verdes Cir Boulevard, CA | 91905 | R | Stationary Emergency Diesel Engine: Cummins; Model 6CT8.3-G2; Serial Number 46035065; 207 bhp; Model Year 2000 EPA Certified, Tier 1, Engine Family Number YCEXL0505AAA; Powering an Electrical Generator | 1 | 0 | 0 | 0 | 1 | Diesel |  | 207 | 154.3599 | [5 empty] | 0 | 0 | 32.6758 | -116.2928 | 0.86 | nearest_rooftop_match | 39739 | Avenida De Robles Verdes |  |  | Boulevard | CA | San Diego County | 91905 | US | Sandoval
APCD2012-PTO-001400 | Retired | 2012-11-07 | [34H] California Certified Emergency Standby Engine | Installer Edge | Enrique Castillo | 2425 La Mirada Dr Vista, CA | 92081 | B | Stationary Emergency Natural Gas Engine: Ford; Model GGHG-A042P539; Serial Number E120335662; 132 bhp; Model Year 2012 EPA Certified, Engine Family Number CCEXB06.8GDB; Powering an 85 kW Electrical Generator; Manufacturer-Installed Three-Way Catalyst | 0 | 0 | 1 | 0 | 1 | Natural Gas | 85 | 132 | 85 | [5 empty] | 0 | 0 | 33.1517 | -117.2242 | 1 | rooftop | 2425 | La Mirada Dr |  |  | Vista | CA | San Diego County | 92081 | US | San Diego Geographic Information Source - JPA
APCD2012-PTO-001411 | Retired | 2012-11-29 | [34H] California Certified Emergency Standby Engine | Sprint | Kathy Hughes | 450 Yucca Rd Fallbrook, CA | 92028 | A | Emergency Engine: John Deere, Model 3029TF270D, 64 BHP, diesel fired, turbocharged, S/N PE3029T337828, Engine Family No. 4JDXL02.9050, with a diesel particulate filter, Johnson Matthey, Model CRT. | 1 | 0 | 0 | 0 | 1 | Diesel |  | 64 | 47.7248 | [5 empty] | 0 | 0 | 33.381 | -117.1869 | 0.88 | nearest_rooftop_match | 470 | Yucca Rd |  |  | Fallbrook | CA | San Diego County | 92028 | US | San Diego Geographic Information Source - JPA
APCD2013-PTO-001440 | Retired | 2013-01-03 | [34H] California Certified Emergency Standby Engine | Escondido Sand & Gravel | John Salyers | 5692 Eastgate Dr San Diego, CA | 92121 | G | A 150 ton/hour production capacity recycled asphalt crushing operation consisting of: - One (1) Hazmag APSE1010 Horizontal Impact Crusher, S/N HU 1499, vented to a baghouse: manufactured DCE, model DLMV 30/10F10 -One (1) 5x14 Screen, Thunderbird model 514S2.4-13, S/N 931 -Associated belt conveyors, equipped with water sprayers at transfer points. -Powered by Diesel Engine: Caterpillar model 3406, S/N ILS01162, model year 1999, 387 bhp rated, tier 1 certified, engine family YCPXL14.6MRJ | 1 | 0 | 0 | 0 | 1 | Diesel |  | 387 | 288.5859 | [5 empty] | 0 | 0 | 32.8846 | -117.1986 | 1 | rooftop | 5692 | Eastgate Dr |  |  | San Diego | CA | San Diego County | 92121 | US | San Diego Geographic Information Source - JPA
APCD2013-PTO-001460 | Retired | 2013-01-24 | [34H] California Certified Emergency Standby Engine | Bernardo Summit LLC |  | c/o Jay Paul Company,16550 West Bernardo Drive Bldg 3 Suite 350 San Diego, CA | 92127 | F | Emergency standby engine: John Deere diesel engine, Model 6068HF285 (S/N PE6068L227136), rated at 237 BHP, Model Year 2012, EPA Tier 3 certified of Engine Family Number CJDXL06.8120, driving a 154 KW generator. Equipped with turbocharger and aftercooler. | 1 | 0 | 0 | 0 | 1 | Diesel | 154 | 237 | 154 | 2021-10-19 | 26.00 | 2021-10-19 | 27.90 | 1.9 | 292.6 | 0.2658 | 33.0188 | -117.0862 | 1 | rooftop | 16550 | W Bernardo Dr | Bldg | 3 | San Diego | CA | San Diego County | 92127 | US | San Diego Geographic Information Source - JPA
APCD2013-PTO-001556 | Retired | 2013-04-10 | [34H] California Certified Emergency Standby Engine | The Park at Sixth | Phil Boczanowski | 3100 Sixth Ave San Diego, CA | 92103 | M | Stationary Emergency Diesel Engine: Caterpillar; Model C4.4; Serial Number E5A00461; 130 bhp; Model Year 2012 EPA Certified, Tier 3, Engine Family Number CPKXL04.4NJ1; Powering an 80 kW Electrical Generator | 1 | 0 | 0 | 0 | 1 | Diesel | 80 | 130 | 80 | [5 empty] | 0 | 0 | 32.738 | -117.1597 | 1 | rooftop | 3100 | Sixth Ave |  |  | San Diego | CA | San Diego County | 92103 | US | Sandoval
APCD2013-PTO-001567 | Retired | 2013-04-15 | [34C] Emergency Standby Engine | Sprint United Management Co | Pete Wang | 9690 Laurentian Dr San Diego, CA | 92129 | F | Emergency standby engine: Ford propane engine, Model CSG-649I-6005-A (S/N: 01921 B-11-RT), rated at 76.5 BHP, Model Year 1998 driving a 35 KW generator. Equipped with no add-on controls. | 0 | 0 | 0 | 1 | 1 | Propane | 35 | 76.5 | 35 | [5 empty] | 0 | 0 | 32.9817 | -117.1162 | 1 | rooftop | 9690 | Laurentian Dr |  |  | San Diego | CA | San Diego County | 92129 | US | San Diego Geographic Information Source - JPA
APCD2013-PTO-001652 | Retired | 2013-06-17 | [34H] California Certified Emergency Standby Engine | City of San Diego Central Library | Phyllis Swanegan | 330 Park Blvd San Diego, CA | 92101 | N | Emergency Diesel Engine Generator: Cummins; model QSK50-G4 NR2; serial number 25371050; Engine Family BCEXL050.AAD; tier 2 certified; 2220 bhp rated; turbocharged with charge air cooler; equipped with a Johnson Matthey passive, catalyzed DPF, model CRT14-H-BITO-SS-26-RT; driving a 1.5 MW generator. Located at a school site. | 1 | 0 | 0 | 0 | 1 | Diesel |  | 220 | 164.054 | 2021-10-05 | 119.70 | 2022-06-07 | 134.80 | 15.1 | 2477.2154 | 2.2503 | 32.7086 | -117.1541 | 1 | rooftop | 330 | Park Blvd |  |  | San Diego | CA | San Diego County | 92101 | US | San Diego Geographic Information Source - JPA
APCD2013-PTO-001812 | Retired | 2013-10-09 | [34H] California Certified Emergency Standby Engine | Qualcomm Inc | Rebecca Davies | 5555 Morehouse Dr San Diego, CA | 92121 | G | Emergency standby diesel engine: MTU/Detroit Model 12V4000G23 (S/N: 526103559), rated at 2328 BHP, Model Year 2007, EPA Tier 2 certified of Engine Family Number 7MDDL95.4XTR, driving a 1575 KW generator. | 1 | 0 | 0 | 0 | 1 | Diesel | 575 | 2328 | 575 | [5 empty] | 0 | 0 | 32.896 | -117.1953 | 1 | rooftop | 5555 | Morehouse Dr |  |  | San Diego | CA | San Diego County | 92121 | US | San Diego Geographic Information Source - JPA
APCD2013-PTO-001813 | Retired | 2013-10-09 | [34H] California Certified Emergency Standby Engine | Qualcomm Inc | Rebecca Davies | 5555 Morehouse Dr San Diego, CA | 92121 | G | Emergency standby diesel engine: MTU/Detroit Model 12V4000G23 (S/N:526103563), rated at 2328 BHP, Model Year 2007, EPA Tier 2 certified of Engine Family Number 7MDDL95.4XTR, driving a 1575 KW generator. | 1 | 0 | 0 | 0 | 1 | Diesel | 575 | 2328 | 575 | [5 empty] | 0 | 0 | 32.896 | -117.1953 | 1 | rooftop | 5555 | Morehouse Dr |  |  | San Diego | CA | San Diego County | 92121 | US | San Diego Geographic Information Source - JPA
APCD2013-PTO-001858 | Retired | 2013-11-20 | [34H] California Certified Emergency Standby Engine | Living Spaces Furniture LLC | Brian Saltikov | 8730 Rio San Diego San Diego, CA | 92108 | M | Emergency Engine Generator: FPT Industrial Diesel Engine, Model GE968A*J, rated at 198 bhp, Model Year 2013, S/N *J602-01068623*, EPA Tier 3 Certified Engine, Family Number DFPXL06.7DGB, turbocharged and aftercooled, driving a 135 KW Electrical Generator (S/N 8284248). | 1 | 0 | 0 | 0 | 1 | Diesel | 135 | 198 | 135 | [5 empty] | 0 | 0 | 32.7762 | -117.1429 | 1 | rooftop | 8730 | Rio San Diego Dr |  |  | San Diego | CA | San Diego County | 92108 | US | San Diego Geographic Information Source - JPA
APCD2014-PTO-002021 | Retired | 2014-04-23 | [34H] California Certified Emergency Standby Engine | Summit Point Holdings LLC | Joy DeLones | 10641 Scripps Summit Court San Diego, CA | 92131 | F | Stationary Emergency Diesel Engine: Mitsubishi; Model S16R-Y2PTAW-1; Serial Number 18568; 2346 bhp; Model Year 2012 EPA Certified, Tier 2, Engine Family Number CMVXL65.4BBA; Powering a 1600 kW Electrical Generator | 1 | 0 | 0 | 0 | 1 | Diesel | 600 | 346 | 600 | [5 empty] | 0 | 0 | 32.9408 | -117.095 | 1 | rooftop | 10641 | Scripps Summit Ct |  |  | San Diego | CA | San Diego County | 92131 | US | Sandoval
APCD2014-PTO-002043 | Retired | 2014-05-02 | [34W] Registered Engine (Rule 12) | Richie's Concrete Pumping | Richie Quintana Jr | 1750 Honestidad Rd San Diego, CA | 92154 | S | Registration of Portable Diesel Engine Deutz, Model BF4M1012, S/N 00532117, 78 BHP, Model Year 2000, Family # YDZXL04.8007, Tier 1 Original APP# APCD2014-CER-000558 | 1 | 0 | 0 | 0 | 1 | Diesel |  | 78 | 58.1646 | [5 empty] | 0 | 0 | 32.5626 | -117.0849 | 1 | rooftop | 1750 | Honestidad Rd |  |  | San Diego | CA | San Diego County | 92154 | US | San Diego Geographic Information Source - JPA
APCD2014-PTO-002077 | Retired | 2014-06-10 | [34H] California Certified Emergency Standby Engine | Morgan Tower | Robert Estanciero | 1415 D Ave National City, CA | 91950 | Q | Emergency Diesel Engine: John Deere, Model 6068HFG85, 315 BHP, turbocharged, aftercooled, S/N PE6068L924269, Model Year 2013, Tier 3 Certified, Engine Family No. DJDXL13.5103. | 1 | 0 | 0 | 0 | 1 | Diesel |  | 315 | 234.8955 | 2021-08-16 | 50.00 | 2022-08-02 | 56.40 | 6.4 | 1503.3312 | 1.3656 | 32.6717 | -117.1006 | 1 | range_interpolation | 1415 | D Ave |  |  | National City | CA | San Diego County | 91950 | US | TIGER/LineÂ® dataset from the US Census Bureau
APCD2014-PTO-002087 | Retired | 2014-07-11 | [34H] California Certified Emergency Standby Engine | BLT Enterprises | Mindy Leigh | 3250 Business Park Drive Vista, CA | 92081 | B | Emergency standby engine: John Deere diesel engine, Model 4045HF285K, S/N PE4045L253632, rated at 197 bhp, Model Year 2014, Tier 3 certified of Engine Family Number EJDXL06.8120, driving a 125 KW generator. | 1 | 0 | 0 | 0 | 1 | Diesel | 125 | 197 | 125 | [5 empty] | 0 | 0 | 33.1334 | -117.2275 | 1 | rooftop | 3250 | Business Park Dr |  |  | Vista | CA | San Diego County | 92081 | US | San Diego Geographic Information Source - JPA
APCD2014-PTO-002128 | Retired | 2014-08-13 | [34H] California Certified Emergency Standby Engine | Entropic | Michael Rosen | 6350 Sequence Dr San Diego, CA | 92121 | G | Emergency Engine Generator: John Deere Diesel Engine, Model 6135HF4858, rated at 617 bhp, Model Year 2014, S/N RG6135LO28562, EPA Tier 3 Certified Engine, Family Number EJDXL13.5103, turbocharged, driving a 400 KW Electrical Generator. | 1 | 0 | 0 | 0 | 1 | Diesel | 400 | 617 | 400 | [5 empty] | 0 | 0 | 32.9083 | -117.1861 | 1 | rooftop | 6350 | Sequence Dr |  |  | San Diego | CA | San Diego County | 92121 | US | San Diego Geographic Information Source - JPA
APCD2014-PTO-002194 | Retired | 2014-10-21 | [34H] California Certified Emergency Standby Engine | UC San Diego Health System - Thornton | Jason Peterson | 9300 Campus Point Drive La Jolla, CA | 92037 | I | Emergency standby engine: Kubota diesel engine, Model V3800-DI-T-E3BG, S/N 2DU2993, rated at 70.8 bhp, Model Year 2013, certified with EPA Flexibility Program, Engine Family Number BKBXL03.8AAC, driving a 48 KW generator. | 1 | 0 | 0 | 0 | 1 | Diesel | 48 | 70.8 | 48 | [5 empty] | 0 | 0 | 32.8752 | -117.2232 | 1 | rooftop | 9300 | Campus Point Dr |  |  | LA Jolla | CA | San Diego County | 92037 | US | San Diego Geographic Information Source - JPA
APCD2014-PTO-002205 | Retired | 2014-11-10 | [34H] California Certified Emergency Standby Engine | Zayo | Jerry Feather | 32363A Old Highway 80 Campo, CA | 91906 | R | Emergency Diesel Engine Generator: Cummins; model 60DSFAD; serial number D140673405; Engine Family ECEXL0275AAG; tier 3 certified; 103 bhp rated; turbocharged with charge air cooler; driving a 60 kW generator | 1 | 0 | 0 | 0 | 1 | Diesel | 60 | 103 | 60 | [5 empty] | 0 | 0 | 32.7191 | -116.4498 | 1 | rooftop | 32363 | Old Highway 80 |  |  | Campo | CA | San Diego County | 91906 | US | San Diego Geographic Information Source - JPA
APCD2015-PTO-002251 | Retired | 2015-01-08 | [34W] Registered Engine (Rule 12) | Albertsons #6709 | Store Director | 5185 Waring Road San Diego, CA | 92120 | J | Registration of Existing Standby Diesel Engine John Deere, Model 4039DF001, S/N T04039D447772, 66 BHP, Model Year 1994. Original APP# APCD2014-CER-000601 | 1 | 0 | 0 | 0 | 1 | Diesel |  | 66 | 49.2162 | [5 empty] | 0 | 0 | 32.7918 | -117.0805 | 1 | rooftop | 5185 | Waring Rd |  |  | San Diego | CA | San Diego County | 92120 | US | San Diego Geographic Information Source - JPA
APCD2015-PTO-002257 | Retired | 2015-01-16 | [34H] California Certified Emergency Standby Engine | City of Vista Sanitation Division | Debbie Biggs | Cannon Rd & 15 (Agua Hedonida PS) Carlsbad, CA | 92009 | E | Emergency standby engine: Caterpillar diesel engine, Model C18 DITA (S/N: WRH5783), rated at 700 BHP, Model Year 2014, EPA Tier 3 certified of Engine Family Number ACPXL.18.1ESK, driving a 14310 GPM sewage pump. Equipped with turbocharger and aftercooler. | 1 | 0 | 0 | 0 | 1 | Diesel |  | 700 | 521.99 | [5 empty] | 0 | 0 | 33.1442 | -117.3194 | 0.5 | place |  |  |  |  | Carlsbad | CA | San Diego County | 92008 | US | TIGER/LineÂ® dataset from the US Census Bureau
APCD2016-PTO-002663 | Retired | 2014-08-27 | [34H] California Certified Emergency Standby Engine | The Rey | Joshua Hanna | 801 A St San Diego, CA | 92101 | N | Emergency standby diesel engine: Volvo Model VP-251210, S/N 2016089991, rated at 904 BHP, Model Year 2015, EPA Tier 2 certified of Engine Family Number FVPXL16.1ACW, driving a 600 KW generator. Equipped with turbocharger and aftercooler. | 1 | 0 | 0 | 0 | 1 | Diesel | 600 | 904 | 600 | [5 empty] | 0 | 0 | 32.7184 | -117.157 | 1 | rooftop | 801 | A St |  |  | San Diego | CA | San Diego County | 92101 | US | San Diego Geographic Information Source - JPA
APCD2016-PTO-002697 | Retired | 2016-02-16 | [34H] California Certified Emergency Standby Engine | EF International Language | Ashley Weitman | 3455 Kenyon St San Diego, CA | 92110 | I | Emergency standby engine: John Deere diesel engine, Model 6060HFA484, S/N RG6090L126949, rated at 385 bhp, Model Year 2016, Tier 3 certified of Engine Family Number GJDXL09.0114, driving a 250 KW generator. | 1 | 0 | 0 | 0 | 1 | Diesel | 250 | 385 | 250 | [5 empty] | 0 | 0 | 32.749 | -117.2158 | 1 | rooftop | 3455 | Kenyon St |  |  | San Diego | CA | San Diego County | 92110 | US | San Diego Geographic Information Source - JPA
APCD2017-PTO-002825 | Retired | 2017-03-27 | [34H] California Certified Emergency Standby Engine | Tower 180 Owner LLC | Roann Gobeil | 1010 Second Avenue San Diego, CA | 92101 | N | Emergency diesel engine: Make Isuzu, Model 4HK1X, S/N 469886, rated at 152.3 bhp, Model Year 2010, Tier 3 certified of Engine Family Number ASZXL05.2IXB, driving a 110 KW generator. | 1 | 0 | 0 | 0 | 1 | Diesel | 110 | 1523 | 110 | [5 empty] | 0 | 0 | 32.7164 | -117.1633 | 1 | rooftop | 1010 | 2nd Ave |  |  | San Diego | CA | San Diego County | 92101 | US | San Diego Geographic Information Source - JPA
APCD2017-PTO-002826 | Retired | 2017-03-27 | [34H] California Certified Emergency Standby Engine | Tower 180 Owner LLC | Roann Gobeil | 1010 Second Avenue San Diego, CA | 92101 | N | Emergency diesel engine: Make Komatsu, Model SAA6D125E-5, S/N 566922, rated at 420 bhp, Model Year 2008, Tier 3 certified of Engine Family Number 8KLXL11.0DD6, driving a 264 KW generator. | 1 | 0 | 0 | 0 | 1 | Diesel | 264 | 420 | 264 | [5 empty] | 0 | 0 | 32.7164 | -117.1633 | 1 | rooftop | 1010 | 2nd Ave |  |  | San Diego | CA | San Diego County | 92101 | US | San Diego Geographic Information Source - JPA
APCD2017-PTO-002830 | Retired | 2017-03-30 | [34H] California Certified Emergency Standby Engine | Orchard Supply Hardware | Gary Uecker | 8780 Navajo Rd. San Diego, CA | 92119 | J | Emergency Diesel Engine: Generac, Model D3400T-Gen1, 85 bhp, S/N TP9F00228, Model Year 2016, Tier 3 certified, Engine Family Number GKMCL3.41D43, driving a 50-kW generator. | 1 | 0 | 0 | 0 | 1 | Diesel | 50 | 85 | 50 | [5 empty] | 0 | 0 | 32.8028 | -117.0086 | 0.9 | range_interpolation | 8780 | Navajo Rd |  |  | San Diego | CA | San Diego County | 92119 | US | TIGER/LineÂ® dataset from the US Census Bureau
APCD2017-PTO-002845 | Retired | 2017-05-10 | [34H] California Certified Emergency Standby Engine | T.C. Construction Co., Inc./Western Oilfields Supply Co., Rain for Rent (Rental) |  | 11971 Singer Lane Spring Valley, CA | 91976 | n/a | Emergency standby engine: John Deere diesel engine, Model 6090HF4858, S/N RG6090L119265, rated at 225 bhp, Tier 3 certified of Engine Family Number AJDXL13.5900, driving a 5400 gpm water pump | 1 | 0 | 0 | 0 | 1 | Diesel |  | 225 | 167.7825 | [5 empty] | 0 | 0 | 32.7342 | -116.9422 | 1 | range_interpolation | 11971 | Singer Ln |  |  | Spring Valley | CA | San Diego County | 91978 | US | TIGER/LineÂ® dataset from the US Census Bureau
APCD2017-PTO-002856 | Retired | 2017-05-22 | [34C] Emergency Standby Engine | US Dept of Justice Fed Bureau of Prisons SDMCC | Noel Fenlon | 808 Union Street San Diego, CA | 92101 | N | Emergency Diesel Engine: Make: Detroit Diesel, Model Series 60-6063HV35, S/N 06R0947358; Model Year 2006; Engine Family 6DDXL14.0VLD; Tier 3 certified; 685 bhp rated; driving a 511 kW emergency electrical generator. | 1 | 0 | 0 | 0 | 1 | Diesel | 511 | 685 | 511 | [5 empty] | 0 | 0 | 32.7139 | -117.1662 | 1 | rooftop | 808 | Union St |  |  | San Diego | CA | San Diego County | 92101 | US | San Diego Geographic Information Source - JPA
APCD2017-PTO-002897 | Retired | 2017-08-01 | [34H] California Certified Emergency Standby Engine | Nordstrom University Town Center | Jaime Hernandezvega | 4401 La Jolla Village Drive - 1175 San Diego, CA | 92122 | H | Emergency Diesel Engine: John Deere Model 6068HF285, S/N PE6068L286964; Engine Family GJDXL06.8120; tier 3 certified; 237 bhp rated; turbocharged with air cooler; driving a 150 kW emergency generator | 1 | 0 | 0 | 0 | 1 | Diesel | 150 | 237 | 150 | [5 empty] | 0 | 0 | 32.8723 | -117.2115 | 1 | rooftop | 4401 | LA Jolla Village Dr |  |  | San Diego | CA | San Diego County | 92122 | US | City of San Diego
APCD2017-PTO-002933 | Retired | 2017-10-26 | [34H] California Certified Emergency Standby Engine | Sunroad Centrum Apartments 4, LP | Craig Bachmann | 8725 Ariva Court San Diego, CA | 92123 | J | Emergency Diesel Engine: FPT Industrial S.P.A., Model F4GE9685A*J, 198 BHP, S/N J602-01445822, Model Year 2016, Tier 3 Certified, Engine Family No. GFPXL06.7DGB, driving a 130-kW generator. | 1 | 0 | 0 | 0 | 1 | Diesel | 130 | 198 | 130 | [5 empty] | 0 | 0 | 32.827 | -117.1401 | 1 | rooftop | 8725 | Ariva Ct |  |  | San Diego | CA | San Diego County | 92123 | US | Sandoval
APCD2017-PTO-002966 | Retired | 2017-12-18 | [34H] California Certified Emergency Standby Engine | INOVIO PHARMACEUTICALS INC | MARVIN BAUTISTA | 6769 MESA RIDGE ROAD SAN DIEGO, CA | 92121 | G | Emergency Diesel Engine Generator: John Deere Model 4045HF285I, S/N PE4045N003748;, Model Year 2017; Engine Family HJDXL04.5119; Tier 3 certified; 158 bhp rated; driving a 100 kW emergency electrical generator. | 1 | 0 | 0 | 0 | 1 | Diesel | 100 | 158 | 100 | [5 empty] | 0 | 0 | 32.9014 | -117.1727 | 1 | rooftop | 6769 | Mesa Ridge Rd |  |  | San Diego | CA | San Diego County | 92121 | US | San Diego Geographic Information Source - JPA
APCD2018-PTO-002974 | Retired | 2018-01-08 | [34H] California Certified Emergency Standby Engine | Orchard Supply Hardware | Laura Golding | 177 S Las Posas Dr San Marcos, CA | 92078 | E | Emergency Diesel Engine: Iveco Model F4GE9485A*J, S/N 001224101; Engine Family EFPXL06.7DGB; tier 3 certified; 131 bhp rated; turbocharged with air cooler; driving an 80 kW emergency generator. | 1 | 0 | 0 | 0 | 1 | Diesel | 80 | 131 | 80 | [5 empty] | 0 | 0 | 33.1385 | -117.1929 | 1 | rooftop | 177 | S Las Posas Rd |  |  | San Marcos | CA | San Diego County | 92078 | US | San Diego Geographic Information Source - JPA
APCD2018-PTO-003004 | Retired | 2018-02-20 | [34H] California Certified Emergency Standby Engine | 1310 K Street Apartments Investors LLC | Alec Schiffer | 300 14th Street San Diego, CA | 92101 | N | Emergency standby engine: John Deere diesel engine, Model 6135HFG75, S/N: RG6135G007896 rated at 755 bhp, Model Year 2016, Tier 3 certified of Engine Family Number GJDXL13.5132, driving a 500 KW generator. | 1 | 0 | 0 | 0 | 1 | Diesel | 500 | 755 | 500 | [5 empty] | 0 | 0 | 32.7085 | -117.1519 | 1 | range_interpolation | 300 | 14th St |  |  | San Diego | CA | San Diego County | 92101 | US | TIGER/LineÂ® dataset from the US Census Bureau
APCD2018-PTO-003175 | Retired | 2018-11-06 | [34H] California Certified Emergency Standby Engine | LBA Realty - XXIV, LP | Jett McCormick | 4400 Ruffin Road San Diego, CA | 92123 | J | Emergency Diesel Engine : Clarke Fire Pump Engines, Model ZE4H-UFAD60 rated at 118 bhp, S/N SO125293P, Engine Family: ADZXL04.1070, EPA Tier 3 certified engine; driving a 1500 gpm fire pump. | 1 | 0 | 0 | 0 | 1 | Diesel |  | 118 | 87.9926 | [5 empty] | 0 | 0 | 32.8198 | -117.1284 | 1 | rooftop | 4400 | Ruffin Rd |  |  | San Diego | CA | San Diego County | 92123 | US | San Diego Geographic Information Source - JPA
APCD2018-PTO-003215 | Retired | 2018-12-21 | [34H] California Certified Emergency Standby Engine | Bernardo Technology Partners II LLC | Sharis Priest | 16470 West Bernardo Drive San Diego, CA | 92127 | F | Emergency Diesel Engine Generator: John Deere Model 4045HF285I, S/N PE4045N008628, Model Year 2017; Engine Family HJDXL04.5119; Tier 3 certified; 158 bhp rated; driving a 100 kW emergency electrical generator. | 1 | 0 | 0 | 0 | 1 | Diesel | 100 | 158 | 100 | [5 empty] | 0 | 0 | 33.0127 | -117.0911 | 1 | rooftop | 16470 | W Bernardo Dr |  |  | San Diego | CA | San Diego County | 92127 | US | San Diego Geographic Information Source - JPA
APCD2019-PTO-003259 | Retired | 2019-03-28 | [34H] California Certified Emergency Standby Engine | Zayo Group | Jim Latisis | 3180 University Avenue San Diego, CA | 92104 | K | Emergency Diesel Engine Generator: Cummins, Model QSB5-G6 NR3, RATING 208 BHP, S/N 74246170, Engine Family HCEXL0275AAK, Tier 3 certified; driving a 125-kW emergency electrical generator. | 1 | 0 | 0 | 0 | 1 | Diesel | 125 | 208 | 125 | [5 empty] | 0 | 0 | 32.7488 | -117.1256 | 1 | rooftop | 3180 | University Ave |  |  | San Diego | CA | San Diego County | 92104 | US | San Diego Geographic Information Source - JPA
APCD2019-PTO-003260 | Retired | 2019-03-29 | [34W] Registered Engine (Rule 12) | La Casa Del Zorro | Patrick Sampson | 3845 Yaqui Pass Borrego Springs, CA | 92004 | D | Emergency standby engine: John Deere diesel engine, Model: 6059TF001, S/N: T06059T326410, 90 BHP, Model Year: 1998, driving a 100-KW Kohler generator | 1 | 0 | 0 | 0 | 1 | Diesel | 100 | 90 | 100 | [5 empty] | 0 | 0 | 33.2101 | -116.3292 | 1 | rooftop | 3845 | Yaqui Pass Rd |  |  | Borrego Springs | CA | San Diego County | 92004 | US | San Diego Geographic Information Source - JPA
APCD2019-PTO-003299 | Retired | 2019-05-23 | [34C] Emergency Standby Engine | Metrome Condos | Lauren Bellatti | 1150 J St San Diego, CA | 92101 | N | Emergency natural gas engine: Make General Motors, Model Vortec 4.3L- 4 cycle, S/N 4P3L20309, rated at 66 bhp, equipped with Johnson Matthey Bandito catalytic converter, Model CX2-4, S/N 2231/2009349, with air to fuel ratio controller, driving a 35 KW generator. | 0 | 0 | 1 | 0 | 1 | Natural Gas | 35 | 66 | 35 | [5 empty] | 0 | 0 | 32.7098 | -117.1541 | 1 | rooftop | 1150 | J St |  |  | San Diego | CA | San Diego County | 92101 | US | San Diego Geographic Information Source - JPA
APCD2020-PTO-003413 | Retired | 2020-01-06 | [34H] California Certified Emergency Standby Engine | PCI Pharma Services | John Jaslanek | 6920 Carroll Road San Diego, CA | 92121 | G | Emergency Diesel Engine Generator: Isuzu, Model BQ-6WG1X; S/N 632446; Model Year 2019; Engine Family KSZXL15.7QXB; Tier 4 certified; 512.3 bhp rated; driving an 336 kW emergency electrical generator. | 1 | 0 | 0 | 0 | 1 | Diesel | 336 | 5123 | 336 | 2021-12-03 | 0.00 | 2021-12-03 | 0.00 | 0 | 0 | 0 | 32.8857 | -117.1717 | 1 | rooftop | 6920 | Carroll Rd |  |  | San Diego | CA | San Diego County | 92121 | US | San Diego Geographic Information Source - JPA
APCD2020-PTO-003572 | Retired | 2020-09-17 | [34H] California Certified Emergency Standby Engine | Majestic Pines Community Services District | David Shenk | 1287 Oak Heights Drive Julian, CA | 92036 | D | Emergency Diesel Engine Generator: John Deere, Model 4045HFS80, 99 BHP, S/N CD4045L126784, Engine Family 9JDXL04.5111, Tier 3 certified; driving a 60-kW emergency electrical generator. Add-on Controls: HUSS LLC Type FS100-MkM DPF, S/N MK00216 | 1 | 0 | 0 | 0 | 1 | Diesel | 60 | 99 | 60 | [5 empty] | 0 | 0 | 33.0692 | -116.5879 | 1 | rooftop | 1287 | Oaks Heights Rd |  |  | Julian | CA | San Diego County | 92036 | US | San Diego Geographic Information Source - JPA
APCD2020-PTO-003619 | Retired | 2020-11-09 | [34H] California Certified Emergency Standby Engine | Global Power Group | Jack Solomon | 235 Nutmeg St San Diego, CA | 92103 | M | Emergency Diesel Engine Generator: John Deere, Model 6068HF275, S/N PE6068H539052; Model Year 2005; Engine Family 5JDXL06.8038; Tier 2 certified; 220 bhp rated; driving a 141 kW emergency electrical generator. | 1 | 0 | 0 | 0 | 1 | Diesel | 141 | 220 | 141 | 2021-07-08 |  | 2021-07-08 |  |  | 0 | 0 | 32.7332 | -117.1624 | 1 | rooftop | 235 | Nutmeg St |  |  | San Diego | CA | San Diego County | 92103 | US | San Diego Geographic Information Source - JPA
APCD2021-PTO-004001 | Retired | 2021-10-09 | [34H] California Certified Emergency Standby Engine | Mesa BioTech | Trevor McNally | 6190 Cornerstone Ct, E#220 San Diego, CA | 92121 | G | Emergency diesel engine generator: Isuzu, Model BR-4JJ1X, S/N 4JJ1-271767; Model Year 2019; Engine Family KSZXL03.0RXB; Tier 4 certified; 95.2 bhp rated; driving a 56 kW emergency electrical generator. Engine is certified with an OEM diesel oxidation catalyst, selective catalytic reduction, and ammonia slip catalyst. | 1 | 0 | 0 | 0 | 1 | Diesel | 56 | 952 | 56 | 2022-06-24 | 0.00 | 2022-06-24 | 0.00 | 0 | 0 | 0 | 32.8953 | -117.1877 | 1 | rooftop | 6190 | Cornerstone Ct | Ste | 220 | San Diego | CA | San Diego County | 92121 | US | Sandoval
APCD2019-PTO-003301 | Unapproved | 2019-05-30 | [34H] California Certified Emergency Standby Engine |  |  | , |  | n/a | Emergency Diesel Engine: FPT Model F4GE9485AJ, S/N J602-01556729; Engine Family HFPXL06.7DGB; Model Year 2017; Tier 4 certified; 131 bhp rated; driving a 80 kW emergency generator. | 1 | 0 | 0 | 0 | 1 | Diesel | 80 | 131 | 80 | [5 empty] | 0 | 0 | 0 | 0 | 0 |  | Could not geocode address. Postal code or city required.
APCD2020-PTO-003561 | Unapproved | 2020-09-03 | [34H] California Certified Emergency Standby Engine | City of SD, Public Utilities Department | Facility Manager | 18695 Pomerado Road San Diego, CA | 92128 | F | Emergency Diesel Engine Generator: John Deere, Model 4045HF285H, S/N: PE4045N017989; Model Year 2018; Engine Family JJDXL04.5119; Tier 3 certified;133 bhp rated; driving a 99 kW emergency electrical generator. | 1 | 0 | 0 | 0 | 1 | Diesel | 99 | 133 | 99 | [5 empty] | 0 | 0 | 33.0455 | -117.0653 | 1 | range_interpolation | 18695 | Pomerado Rd |  |  | San Diego | CA | San Diego County | 92128 | US | TIGER/LineÂ® dataset from the US Census Bureau
APCD2020-PTO-003631 | Unapproved | 2020-12-09 | [34H] California Certified Emergency Standby Engine | Cabrillo Power LLC | Jerry Carter | 4600 Carlsbad Blvd Carlsbad, CA | 92008 | C | Emergency fire pump diesel engine: John Deere/Clark model JW6H-UFADF0; S/N RG6090L130217; EPA certified Tier 3, family HJDXL09.0114; 327 bhp rated at 1760 rpm; turbocharged with charge air cooler for emission control; driving an emergency fire pump. | 1 | 0 | 0 | 0 | 1 | Diesel |  | 327 | 243.8439 | [5 empty] | 0 | 0 | 33.138 | -117.3385 | 1 | range_interpolation | 4600 | Carlsbad Blvd |  |  | Carlsbad | CA | San Diego County | 92008 | US | TIGER/LineÂ® dataset from the US Census Bureau
APCD2021-PTO-003839 | Unapproved | 2021-08-04 | [34H] California Certified Emergency Standby Engine | General Atomics Aeronautical Systems | Nilay Desai | 14177 Kirkham Way Poway, CA | 92186 | N | Emergency engine: Doosan, Model D111TIC, S/N EEIOH009780, rated at 302 bhp, natural gas fueled, EPA certified of engine family number LPSIB11.1NGP, Model Year 2020, with electronic air to fuel ratio controller, driving a 200 KW generator. | 0 | 0 | 1 | 0 | 1 | Natural Gas | 200 | 302 | 200 | [5 empty] | 0 | 0 | 32.9358 | -117.0219 | 1 | rooftop | 14177 | Kirkham Way |  |  | Poway | CA | San Diego County | 92064 | US | San Diego Geographic Information Source - JPA
APCD2022-PTO-004147 | Unapproved | 2022-02-08 | [34H] California Certified Emergency Standby Engine | Irvine Co | Lang Le | 501 W Broadway, Suite 410 San Diego, CA | 92101 | N | Emergency Diesel Engine Generator: John Deere, Model 6135HFG75, S/N RG6135G013419; Model Year 2021; Engine Family MJDXL13.5132; Tier 2 certified; 755 bhp rated; driving a 510 kW emergency electrical generator. Vertical exhaust with flapper valve; 12 feet above ground. | 1 | 0 | 0 | 0 | 1 | Diesel | 510 | 755 | 510 | [5 empty] | 0 | 0 | 32.7152 | -117.1677 | 1 | rooftop | 501 | W Broadway W | Ste | 410 | San Diego | CA | San Diego County | 92101 | US | San Diego Geographic Information Source - JPA
APCD2022-PTO-004151 | Unapproved | 2022-02-10 | [34H] California Certified Emergency Standby Engine | San Diego Gas & Electric | Jayme Caddick | 4848 Santa Fe St. San Diego, CA | 92109 | I | Emergency Diesel Engine Generator: John Deere, Model 6090HFG86A, 463 BHP, S/N RG6090L142312, Engine Family LJDXL09.0114, Tier 3 certified; driving a 300-kW emergency electrical generator. | 1 | 0 | 0 | 0 | 1 | Diesel | 300 | 463 | 300 | [5 empty] | 0 | 0 | 32.811 | -117.2181 | 1 | rooftop | 4848 | Santa Fe St |  |  | San Diego | CA | San Diego County | 92109 | US | San Diego Geographic Information Source - JPA
APCD2022-PTO-004242 | Unapproved | 2022-06-02 | [34H] California Certified Emergency Standby Engine | KSWB Inc. | Kyle Majors | 7191 Engineer Rd. San Diego, CA | 92111 | M | Emergency Diesel Engine Generator: Caterpillar, Model C7.1, S/N TBD; Model Year 2021; Engine Family MPKXL07.0PW2; Tier 3 certified; 229 bhp rated; driving a 125 kW emergency electrical generator. 0.2-ft. diameter stack located 4.3 ft. above ground. | 1 | 0 | 0 | 0 | 1 | Diesel | 125 | 229 | 125 | [5 empty] | 0 | 0 | 32.8267 | -117.1615 | 1 | rooftop | 7191 | Engineer Rd |  |  | San Diego | CA | San Diego County | 92111 | US | San Diego Geographic Information Source - JPA
APCD2022-PTO-004311 | Unapproved | 2022-08-09 | [34H] California Certified Emergency Standby Engine | USMC Base Military Support | Jacob Michalski | Building 16103U Camp Pendleton, CA | 92055 | A | Emergency Diesel Engine Generator: Kohler/LMB, Model KD62V12, 3621 BHP, S/N 2020 73 0098, Engine Family LLHAL103.ESP-005-R01, Tier 2 certified; driving a 2500-kW emergency electrical generator. 0.5-ft diameter exhaust stack located 10 ft. above ground. Functional Group: Military Support | 1 | 0 | 0 | 0 | 1 | Diesel | 500 | 3621 | 500 | [5 empty] | 0 | 0 | 33.3877 | -117.4448 | 1 | place |  |  |  |  | Camp Pendleton | CA | San Diego County | 92055 | US | TIGER/LineÂ® dataset from the US Census Bureau
APCD2022-PTO-004333 | Unapproved | 2022-09-09 | [34H] California Certified Emergency Standby Engine | Southwestern College | Aurora Ayala | 900 Otay Lakes Road Chula Vista, CA | 92910 | n/a | Standby Diesel Engine Generator: FTP Industrial S.p.A., Model: F4GE9685A-J, 198 bhp, S/N: 1911020, Model Year 2021, Tier 3 certified of Engine Family Number MFPXL06.7SDB; driving a 100-kW emergency electrical generator. | 1 | 0 | 0 | 0 | 1 | Diesel | 100 | 198 | 100 | [5 empty] | 0 | 0 | 32.6405 | -116.9984 | 1 | rooftop | 900 | Otay Lakes Rd |  |  | Chula Vista | CA | San Diego County | 91910 | US | San Diego Geographic Information Source - JPA
APCD2022-PTO-004353 | Unapproved | 2022-09-21 | [34H] California Certified Emergency Standby Engine | Kaiser Permanente | Lonnie Roy | 400 Craven Rd San Marcos, CA | 92078 | E | Emergency Diesel Engine Generator: Caterpillar, Model 3516C, 2937 bhp, S/N LY500557, Model Year 2021, Tier 2 certified of Engine Family Number MCPXL78.1NZS; equipped with a CARB Level 3+ verified Diesel Particulate Filter with integrated Diesel Oxidation Catalyst: Rypos HDPF/C, model ADPF-6, S/N RA5315; driving a 2000-kW emergency electrical generator. Vertical exhaust with flapper-type raincap, 18 feet above ground. | 1 | 0 | 0 | 0 | 1 | Diesel | 2000 | 2937 | 2000 | [5 empty] | 0 | 0 | 33.1283 | -117.1709 | 1 | rooftop | 400 | Craven Rd |  |  | San Marcos | CA | San Diego County | 92078 | US | San Diego Geographic Information Source - JPA
APCD2022-PTO-004354 | Unapproved | 2022-09-21 | [34H] California Certified Emergency Standby Engine | Kaiser Permanente | Lonnie Roy | 400 Craven Rd San Marcos, CA | 92078 | E | Emergency Diesel Engine Generator: Caterpillar, Model 3516C, 2937 bhp, S/N LY500558, Model Year 2021, Tier 2 certified of Engine Family Number MCPXL78.1NZS; equipped with a CARB Level 3+ verified Diesel Particulate Filter with integrated Diesel Oxidation Catalyst: Rypos HDPF/C, model ADPF-6, S/N RA5316; driving a 2000-kW emergency electrical generator. Vertical exhaust with flapper-type raincap, 18 feet above ground. | 1 | 0 | 0 | 0 | 1 | Diesel | 2000 | 2937 | 2000 | [5 empty] | 0 | 0 | 33.1283 | -117.1709 | 1 | rooftop | 400 | Craven Rd |  |  | San Marcos | CA | San Diego County | 92078 | US | San Diego Geographic Information Source - JPA
APCD2022-PTO-004358 | Unapproved | 2022-09-27 | [34H] California Certified Emergency Standby Engine | EC Constructors Inc. | Daniel Parras | 7177 Shoreline Drive San Diego, CA | 92122 | H | Emergency Diesel Engine Generator: Kohler, Model KD13404TCR/70G, 94 BHP, S/N 4828903520, Engine Family KKHXL3.36TCR-005, Tier 4 certified; driving a 42-kW emergency electrical generator; Vertical exhaust with flapper-type rain cap, 12 feet above ground. | 1 | 0 | 0 | 0 | 1 | Diesel | 42 | 94 | 42 | [5 empty] | 0 | 0 | 32.8643 | -117.2007 | 1 | range_interpolation | 7177 | Shoreline Dr |  |  | San Diego | CA | San Diego County | 92122 | US | TIGER/LineÂ® dataset from the US Census Bureau
APCD2022-PTO-004359 | Unapproved | 2022-09-28 | [34H] California Certified Emergency Standby Engine | Family Health Center for Older Adults - Oceanside | Facilities Manager | 2201 Mission Avenue Oceanside, CA | 92058 | A | Emergency engine: Kohler, Model KG6208THD, S/N B373997, rated at 204 bhp, natural gas fueled, Model Year 2022, EPA certified with three-way catalyst and electronic air to fuel ratio controller of engine family number NKHXB06.2HNL, driving a 100 KW generator. | 0 | 0 | 1 | 0 | 1 | Natural Gas | 100 | 204 | 100 | [5 empty] | 0 | 0 | 33.2072 | -117.3608 | 1 | rooftop | 2201 | Mission Ave |  |  | Oceanside | CA | San Diego County | 92054 | US | San Diego Geographic Information Source - JPA
APCD2022-PTO-004361 | Unapproved | 2022-09-28 | [34H] California Certified Emergency Standby Engine | Dogwood Properties LLC | Helge Theiss-Nyland | 2405 Dogwood Way Vista, CA | 92081 | B | Emergency Diesel Engine Generator: FPT INDUSTRIAL S.P., Model F4GE9685A*J, 198 BHP, S/N 1874223, Engine Family MFPXL06.7DGB, Tier 3 certified; driving a 100-kW emergency electrical generator; Vertical exhaust with flapper-type rain cap, 9.5 feet above ground. | 1 | 0 | 0 | 0 | 1 | Diesel | 100 | 198 | 100 | [5 empty] | 0 | 0 | 33.1526 | -117.2188 | 1 | rooftop | 2405 | Dogwood Way |  |  | Vista | CA | San Diego County | 92081 | US | San Diego Geographic Information Source - JPA
APCD2009-PTO-000352 | Void | 2009-10-07 | [34H] California Certified Emergency Standby Engine |  | Matt Metoyer | 1262 Kettner Blvd. San Diego, CA | 92101 | N | Internal Combustion engine, make: Caterpillar, model: C15 DITA, serial no. FSE 01235. Diesel fueled, turbocharged, and aftercooled, BHP ratting: 762 HP. CARB engine family certified: Tier 2, 7CPXL15.2ESL. Drives an electrical emergency generator rated at 500 kw. | 1 | 0 | 0 | 0 | 1 | Diesel | 500 | 762 | 500 | [5 empty] | 0 | 0 | 32.7185 | -117.1695 | 1 | rooftop | 1262 | Kettner Blvd |  |  | San Diego | CA | San Diego County | 92101 | US | San Diego Geographic Information Source - JPA
APCD2010-PTO-000402 | Void | 2010-01-14 | [34H] California Certified Emergency Standby Engine | Verizon Wireless | Melinda Salem | 2430 Business Park Drive Vista, CA | 92083 | C | Internal combustion engine. Make: Cummins, model QSK50-G4, engine s/n 33172763. Engine BHP: 2,220 HP at 1,800 rpm, turbocharged and aftercooled. Date of manufacture: March 04, 2008. Engine certified to family 8CEXL050.AAD (Tier 2). Driven electrical emergency generator rated at 1,500 kw. (Appl. 986811/JFT Jan 2010). | 0 | 0 | 0 | 0 | 0 | Unknown | 500 | 2220 | 500 | [5 empty] | 0 | 0 | 33.1493 | -117.2318 | 0.88 | nearest_rooftop_match | 2450 | Business Park Dr |  |  | Vista | CA | San Diego County | 92081 | US | San Diego Geographic Information Source - JPA
APCD2010-PTO-000419 | Void | 2010-02-16 | [34W] Registered Engine (Rule 12) | UCSD | Robert Dodds | Elliot Field La Jolla, CA | 92093 | I | Stationary Emergency stand-by engine IHC, Model: UV549, S/N: V-549-3960KOCLQ1, 100 hp, Fuel: Natural Gas Year operated in San Diego County: 1997 Original App: APCD2009-CER-000077/SH 16-Feb-2010 | 0 | 0 | 1 | 0 | 1 | Natural Gas |  | 100 | 74.57 | [5 empty] | 0 | 0 | 33.7341 | -117.9251 | 0.9 | street_center |  | Elliot Pl |  |  | Santa Ana | CA | Orange County | 92704 | US | TIGER/LineÂ® dataset from the US Census Bureau
APCD2010-PTO-000516 | Void | 2010-04-30 | [34H] California Certified Emergency Standby Engine | Otay Water District | Lisa Coburn-Boyd | 2553 Sweetwater Springs BL Spring Valley, CA | 91978 | Q | Emergency Engine: Perkins/International Truck and Engine Corporation, Model GCD325, 325 BHP, turbocharged, S/N WS4486N1404429, Tier 2 certified, Engine Family No. 3NVXL0530ANF. | 0 | 0 | 0 | 0 | 0 | Unknown |  | 325 | 242.3525 | [5 empty] | 0 | 0 | 32.7245 | -116.9666 | 1 | rooftop | 2553 | Sweetwater Springs Blvd |  |  | Spring Valley | CA | San Diego County | 91978 | US | San Diego Geographic Information Source - JPA
APCD2016-PTO-002682 | Void | 2015-12-11 | [34H] California Certified Emergency Standby Engine | SD CO of Gen Svcs PR0086 | Bldg Maint Supervisor | 5555 Overland Av Bldg 10 San Diego, CA | 92123 | J | Emergency standby engine: Volvo diesel engine, Model D50016.1B65, S/N D16*033831*C3*A, rated at 757 bhp, Model Year 2008, Tier 2 certified of Engine Family Number 8VPXL16.1ACB, driving a 500 KW generator. | 1 | 0 | 0 | 0 | 1 | Diesel | 500 | 757 | 500 | [5 empty] | 0 | 0 | 32.8339 | -117.1306 | 1 | range_interpolation | 5555 | Overland Ave | Bldg | 10 | San Diego | CA | San Diego County | 92123 | US | TIGER/LineÂ® dataset from the US Census Bureau
APCD2018-PTO-003029 | Void | 2018-03-20 | [34H] California Certified Emergency Standby Engine |  |  | , |  | n/a | Emergency Natural Gas Engine Generator: Generac Model SG300, S/N 3002428853; Engine Family HGNXB14.22C1; EPA certified; 460 bhp rated firing natural gas; with a three way catalyst; driving a 300 kW emergency electrical generator. | 0 | 0 | 1 | 0 | 1 | Natural Gas | 300 | 460 | 300 | [5 empty] | 0 | 0 | 0 | 0 | 0 |  | Could not geocode address. Postal code or city required.
APCD2021-PTO-003906 | Void | 2021-09-02 | [34H] California Certified Emergency Standby Engine | US Customs & Border Protection | Vincent Kaparic | Mile Marker 67.5 Interstate (5) San Clemente, CA | 92055 | A | Replacement of existing engine permitted under APCD2011-PTO-000982. Emergency Diesel Engine Generator: John Deere, Model JU4H-UFADJ2, 99 BHP, S/N PE4045N028096, Engine Family LJDXL04.5141, Tier 3 certified; driving a 74-kW emergency fire ump. 0.3-ft. diameter stack located 10 ft. above ground. | 1 | 0 | 0 | 0 | 1 | Diesel | 74 | 99 | 74 | [5 empty] | 0 | 0 | 33.4012 | -117.5947 | 0.66 | nearest_rooftop_match | 105 | Ave San Diego |  | 5 | San Clemente | CA | Orange County | 92672 | US | Orange
APCD2022-PTO-004360 | Void | 2022-09-28 | [34H] California Certified Emergency Standby Engine | Alphatec Spine, Inc. | Robert Tribby | 1950 Camino Vida Roble Carlbad, CA | 92208 | n/a | Emergency Diesel Engine Generator: Manufacturer: John Deere Model: 4045HF285I Serial Number: PE4045N036574 Maximum Rated Horsepower: 158 BHP Engine Family: MJDXL04.5119 Tier 3 certified Driving a 100-kW emergency electrical generator. | 1 | 0 | 0 | 0 | 1 | Diesel | 100 | 158 | 100 | [5 empty] | 0 | 0 | 38.7455 | -120.6931 | 0.5 | place |  |  |  |  | Camino | CA | El Dorado County | 95709 | US | TIGER/LineÂ® dataset from the US Census Bureau

## EFs
Fuel | CO2 Mt/MWh
Diesel | 0.90839
Natural Gas | 0.72626
Gasoline | 0.79503
Oil | 0.93205
LPG | 0.99272
Propane | 0.8239

## Summary
Fuel | Count of Gensets | Average Capacity (kW) | Total Capacity (MW) | Estimated Generation (MWh) | Average Operational Hours | Total Operational Hours
Diesel | 2874 | 355.7118 | 1018.0473 | 9405.6979 | 12.4074 | 25335.84
Propane | 130 | 77.08 | 9.8662 | 152.8868 | 24.354 | 2143.15
Natural Gas | 228 | 120.5828 | 27.2517 | 209.9503 | 11.6987 | 1918.58
LPG | 22 | 68.0978 | 1.4982 | 37.0407 | 64.996 | 974.94
Gasoline | 2 | 38.0307 | 0.038031 | 1.9662 | 28.05 | 56.1
Unknown | 108 | 287.9527 | 30.235 | 215.7318 | 10.7242 | 782.87
Total | 3364 | 325.0408 | 1086.9364 | 10023.2737 | 13.0921 | 31211.48
|  |  | # of gensets with no listed capacity |  | # of gensets not reporting hours
|  |  | 20 |  | 838 | 24.91%
|  |  | Additional MW if they are average sized |  | Additional operating hours if avg.
|  |  | 6.5008 |  | 10971.1494